## AVGBIDTABLE
BID ITEM NUMBER & DESCRIPTION | AVG BID ITEM PRICE | COUNT OF ITEMS
551 | 45 | 1
PIPE UNDERDRAINS, 6-INCH | 45 | 1
703 | 4.5 | 2
SAFETY FENCING | 4.5 | 2
101S-A | 50000 | 1
Preparing Right of Way | 50000 | 1
101S-B | 1876 | 2
Preparing Right of Way | 1876 | 2
101S-C | 150000 | 1
Preparing Right of Way | 150000 | 1
102S-A | 6400.69 | 2
CLEARING AND GRUBBING | 6400.69 | 2
102S-C | 25000 | 1
CLEARING AND GRUBBING | 25000 | 1
104S-A | 11 | 7
REMOVE P.C. CONCRETE CURB | 11 | 7
104S-B | 3.3333 | 3
REMOVE P.C. CONCRETE SLAB | 3.3333 | 3
104S-C | 8.4 | 5
REMOVE P.C. CONCRETE SIDEWALKS AND DRIVEWAYS | 8.4 | 5
104S-G | 3500 | 2
Remove Miscellaneous PC Concrete | 3500 | 2
110S-B | 27.5 | 2
STEET EXCAVATION, PLAN QUANTITY | 27.5 | 2
111S-B | 29.7467 | 3
EXCAVATION, PLAN QUANTITY | 29.7467 | 3
120S-B | 30 | 1
Channel Excavation, Plan Quantity | 30 | 1
1301S-B | 35.36 | 1
GRANITE GRAVEL HIKE AND BIKE TRAIL | 35.36 | 1
132S-A | 20 | 1
Embankment | 20 | 1
16550S | 1547.19 | 2
STREET LIGHT STANDARD FOUNDATION | 1547.19 | 2
201S | 3.295 | 2
SUBGRADE PREPARATION | 3.295 | 2
203S-A | 9.63 | 1
LIME TREATED SUBGRADE (8 in. THICK) | 9.63 | 1
204S-A | 9.125 | 2
Portland Cement Treatment of materials in place | 12 | 1
PORTLAND CEMENT TREATMENT OF MATERIALS IN PLACE 6 INCH THICKNESS | 6.25 | 1
210S-A | 67.878 | 5
FLEXIBLE BASE | 67.878 | 5
315S-A | 13.3333 | 6
SURFACE MILLING | 8 | 1
SURFACE MILLING | 12.5 | 4
SURFACE MILLING (2") | 22 | 1
315S-C | 25 | 1
TRANSITION MILLING | 25 | 1
315S-D | 25 | 1
EDGE MILLING | 25 | 1
340S-A | 161.25 | 2
HOT MIX ASPHALTIC CONCRETE PAVEMENT, TYPE A | 287.5 | 1
HOT MIX ASPHALTIC CONCRETE PAVEMENT, TYPE C (2") | 35 | 1
340S-A-B | 287.5 | 1
HOT MIX ASPHALTIC CONCRETE PAVEMENT, TYPE B | 287.5 | 1
340S-B | 52.08 | 7
HOT MIX ASPHALTIC CONCRETE PAVEMENT, 2 INCHES, TYPE C | 20 | 1
HOT MIX ASPHALTIC CONCRETE PAVEMENT, 2 INCHES, TYPE D | 15 | 2
Hot Mix Asphaltic Concrete Pavement, 3 inches, Type C | 96.64 | 3
HOT MIX ASPHALTIC CONCRETE PAVEMENT, 4 INCHES, TYPE C | 24.64 | 1
340S-B1.5 | 16 | 1
Hot Mix Asphaltic Concrete Pavement, 1.5 inches, Type D | 16 | 1
340S-B6 | 34 | 1
Hot Mix Asphaltic Concrete Pavement, 6 inches, Type B | 34 | 1
340S-B-C-2 | 32 | 1
HOT MIX ASPHALTIC CONCRETE PAVEMENT, 2-IN TYPE C | 32 | 1
340S-B-C-3 | 38 | 1
HOT MIX ASPHALTIC CONCRETE PAVEMENT, 3-IN, TYPE C | 38 | 1
340S-B-D-2 | 32 | 1
HOT MIX ASPHALTIC CONCRETE PAVEMENT, 2-IN, TYPE D | 32 | 1
340S-B-D-3 | 38 | 1
HOT MIX ASPHALTIC CONCRETE PAVEMENT, 3-IN, TYPE D | 38 | 1
340S-C | 52 | 1
Hot Mix Asphaltic Concrete Pavement, 6 inches, Type B | 52 | 1
340S-L | 4500 | 1
Hot Mix Asphaltic Pavement, 2 inches, Type D, Level-up Course | 4500 | 1
360S-A | 142 | 4
12-IN CONCRETE PAVEMENT | 200 | 1
7 IN. Concrete Pavement | 153 | 1
7-INCH CONCRETE PAVEMENTS | 85 | 1
HOT MIX ASPHALTIC CONCRETE PAVEMENT, TYPE A | 130 | 1
360S-AH | 250 | 1
12-IN CONCRETE PAVEMENT (HIGH EARLY STRENGTH) | 250 | 1
402S-A | 86 | 2
Controlled Low Strength Material | 86 | 2
403S-CY | 691.6667 | 3
Abutments' pier caps, walls, Class S concrete | 1200 | 1
Leveling pad and concrete rip rap, Class A concrete | 500 | 1
Topping slab on bridge deck, Class S concrete | 375 | 1
403S-CY-A | 300 | 1
CLASS A CONCRETE FOR REINFORCED/NON-REINFORCED STREET REPAIRS (PER DETAIL 1100S-3) | 300 | 1
403S-CY-J | 125 | 1
CLASS J CONCRETE FOR UTILITY TRENCH REPAIR, COMPLETE IN PLACE | 125 | 1
403S-LF | 12 | 1
Concrete Ribbon Curb | 12 | 1
414S-C | 993.75 | 4
CAST-IN-PLACE PORTLAND CEMENT CONCRETE RETAINING WALL, INCLUDING REINFORCEMENT | 993.75 | 4
420S-A | 230 | 1
DRILLED SHAFT, 30 IN. DIA. | 230 | 1
430 S-B | 22 | 1
P.C. CONCRETE CURB AND GUTTER (FINE GRADING) | 22 | 1
430S-A | 40 | 1
P.C. CONCRETE CURB AND GUTTER (EXCAVATION) | 40 | 1
430S-B | 39.8333 | 6
P.C. CONCRETE CURB AND GUTTER (FINE GRADING) | 39.8333 | 6
430S-C | 41.5 | 2
P.C. CONCRETE CURB (EXCAVATION) | 41.5 | 2
430S-D | 22 | 1
P.C. CONCRETE CURB (FINE GRADING) | 22 | 1
430S-F | 22 | 1
P.C. CONCRETE LAYDOWN CURB (FINE GRADING) | 22 | 1
432S-4 | 12.375 | 6
NEW P.C. CONCRETE SIDEWALKS, 4 INCH THICKNESS | 12.375 | 6
432S-5 | 6 | 1
NEW P.C. CONCRETE SIDEWALKS, 5 INCH THICKNESS | 6 | 1
432S-6 | 10.38 | 2
NEW P.C. CONCRETE SIDEWALKS, 6 INCH THICKNESS | 10.38 | 2
432SR-4 | 13.25 | 2
RECONSTRUCT CONCRETE SIDEWALKS TO 4 INCH THICKNESS, INCLUDING REMOVAL OF EXISTING SIDEWALK | 13.25 | 2
432SR-6 | 20 | 1
RECONSTRUCT CONCRETE SIDEWALKS TO 6 INCH THICKNESS, INCLUDING REMOVAL OF EXISTING SIDEWALK | 20 | 1
432S-RP-1 | 1700 | 4
P.C. SIDEWALK CURB RAMP WITH PAVERS (TYPE I) | 1700 | 4
432S-RP-1A | 2000 | 1
P.C. SIDEWALK CURB RAMP WITH PAVERS (TYPE IA) | 2000 | 1
432S-RP-1B | 2000 | 1
P.C. SIDEWALK CURB RAMP WITH PAVERS (TYPE IB) | 2000 | 1
433S-A | 18 | 1
TYPE I P.C. CONCRETE DRIVEWAY | 18 | 1
433S-B | 18 | 1
FLARED TYPE I P.C. CONCRETE DRIVEWAY | 18 | 1
433S-C | 11.5 | 4
TYPE II P.C. CONCRETE DRIVEWAY | 11.5 | 4
434S | 17 | 2
4 INCH P.C. CONCRETE MEDIANS AND ISLAND | 12 | 1
6 inch P.C. Concrete Medians and Islands | 22 | 1
437S-A | 3800 | 1
PAVER FRAME AND GRATE | 3800 | 1
439S | 54.03 | 1
PARKING LOT BUMPER CURBS | 54.03 | 1
480S-NS-60 | 12 | 1
CONCRETE PAVER UNITS FOR SIDEWALS, 60MM | 12 | 1
480S-SAP-3 | 900 | 1
STREETSCAPE BICYCLE RACK | 900 | 1
480S-SAP-4 | 2400 | 1
STREETSCAPE TRASH RECEPTACLE | 2400 | 1
501S-36 | 700 | 1
Jacking or Boring 36" Pipe, ASTM 134 | 700 | 1
504S-1RM | 1000 | 1
REPOSITIONING & ADJUSTING WATER METERS | 1000 | 1
504S-1WM | 250 | 1
ADJUSTING WATER METERS | 250 | 1
504S-3G | 650 | 1
ADJUSTING GAS VALVE BOXES TO GRADE | 650 | 1
504S-3W | 475 | 2
ADJUSTING WATER VALVE BOXES TO GRADE | 475 | 2
505S-B | 119.5 | 2
ENCASEMENT PIPE 16 DIA., TYPE PVC. | 110 | 1
ENCASEMENT PIPE 24” DIA., TYPE STEEL (3/8” THICK WITH END SEALS & CASING SPACERS) | 129 | 1
505S-B36 | 250 | 1
Encasement Pipe 36" Diameter, 1/2 inch Thick Steel | 250 | 1
505S-B42 | 300 | 1
Encasement Pipe 42" Diameter, 1/2 inch Thick Steel | 300 | 1
506EDM-WA1 | 700 | 1
EXTRA DEPTH OF MANHOLE, 48 INCH DIA., COMPLETE AND IN PLACE | 700 | 1
506EDM-WA2 | 800 | 1
EXTRA DEPTH OF MANHOLE, 60 INCH DIA., COMPLETE AND IN PLACE | 800 | 1
506EDM-WA3 | 1000 | 1
EXTRA DEPTH OF MANHOLE, 72 INCH DIA., COMPLETE AND IN PLACE | 1000 | 1
506M1-WA1 | 5500 | 1
STANDARD PRECAST MANHOLE W/CIP BASE INSTALLED OVER WATERLINE ACCESS MANWAY, 48 INCH DIA., 0 FEET TO 8 FEET IN DEPTH, COMPLETE AND IN PLACE | 5500 | 1
506M1-WA2 | 6500 | 1
STANDARD PRECAST MANHOLE W/CIP BASE INSTALLED OVER WATERLINE ACCESS MANWAY, 60 INCH DIA., 0 FEET TO 8 FEET IN DEPTH, COMPLETE AND IN PLACE | 6500 | 1
506M1-WA3 | 8000 | 1
STANDARD PRECAST MANHOLE W/CIP BASE INSTALLED OVER WATERLINE ACCESS MANWAY, 72 INCH DIA., 0 FEET TO 8 FEET IN DEPTH, COMPLETE AND IN PLACE | 8000 | 1
506S AB | 2500 | 1
ABANDONMENT OF EXISTING MANHOLES | 2500 | 1
506S B | 7500 | 1
BOX MANHOLE 6 FT. X 6 FT. | 7500 | 1
506S D | 4500 | 1
DROP MANHOLE W/PRE-CAST BASE, 4" DIA. | 4500 | 1
506S M4 | 4000 | 1
STANDARD PRE-CAST MANHOLE W PRE-CAST BASE, 4" DIA | 4000 | 1
506S M5 | 6000 | 1
STANDARD PRE-CAST MANHOLE W PRE-CAST BASE, 5" DIA | 6000 | 1
506S-4 | 400 | 1
MINOR MANHOLE HEIGHT ADJUSTMENT ALL DIA | 400 | 1
506S-CN | 2015 | 2
CONNECTION TO EXISTING WASTEWATER MANHOLE | 2015 | 2
506S-D4 | 6600 | 1
Drop Manhole w/Pre-cast Base, 4 ft. Dia. | 6600 | 1
506S-EDM | 400 | 1
EXTRA DEPTH OF MANHOLE 4' DIAMETER | 400 | 1
508S-E | 23692.27 | 1
ENERGY DISSIPATOR, 12 IN. DIAMETER D50 STONE RIPRAP | 23692.27 | 1
508S-H | 87055.37 | 1
HEADWALL, CONCRETE WITH STONE VENEER, 30 IN. DIAMETER PIPE | 87055.37 | 1
508S-H-12 | 1900 | 3
Headwalls, 12. in. dia. Pipe | 1900 | 3
508S-H-24 | 2500 | 1
Headwalls, 24 in. dia. Pipe | 2500 | 1
508S-H-42 | 11000 | 1
Headwalls, Type Vertical at Prop Stone Creek Bank Stabilization Wall, 42 In. Dia. Pipe | 11000 | 1
508S-H-6 | 1500 | 1
Headwalls, 6 in. dia. pipe | 1500 | 1
508S-I10S | 5400 | 1
Inlet, Standard 10 Ft. Curb Inlet | 5400 | 1
508S-IG 2x2 | 2400 | 1
Inlet, Grated – 2x2 | 2400 | 1
508S-SET18 | 1800 | 1
SAFETY END TREATMENT, TYPE II SIZE 18 INCH | 1800 | 1
508S-SET24 | 2400 | 1
SAFETY END TREATMENT, TYPE II SIZE 24 INCH | 2400 | 1
509S-1 | 2.4333 | 6
TRENCH EXCAVATION SAFETY PROTECTIVE SYSTEMS (ALL DEPTHS) | 2.4333 | 6
509S-1W | 2 | 1
TRENCH EXCAVATION SAFETY PROTECTIVE SYSTEMS (ALL DEPTHS) | 2 | 1
510- ASD18Dia | 100 | 1
PIPE, 18" DIA., CLASS III RCP, (ALL DEPTHS) INCLUDING EXCAVATION AND BACKFILL | 100 | 1
510- ASD24Dia | 125 | 1
PIPE, 24" DIA., CLASS III RCP, (ALL DEPTHS) INCLUDING EXCAVATION AND BACKFILL | 125 | 1
510-AR24 | 147 | 1
Pipe, 24" Diameter Ductile Iron Reclaimed Water Main (all depths), including Excavation and Backfill | 147 | 1
510-AR30 | 199 | 1
Pipe, 30" Diameter Ductile Iron Reclaimed Water Main (all depths), including Excavation and Backfill | 199 | 1
510-AR36 | 262 | 1
Pipe, 36" Diameter Ductile Iron Reclaimed Water Main (all depths), including Excavation and Backfill | 262 | 1
510-AR-4"DIA. | 46.6 | 1
PIPE, 4" DIAMETER, CLASS 350 DUCTILE IRON (ALL DEPTHS), INCLUDING EXCAVATION AND BACKFILL | 46.6 | 1
510ARRJ24 | 180 | 1
Factory Restrained Joint Pipe, 24" Diameter, Class 250 Ductile Iron, (all depths) including Excavation and Backfill | 180 | 1
510-ARRJ30 | 250 | 1
Factory Restrained Joint Pipe, 30" Diameter, Class 250 Ductile Iron, (all depths) including Excavation and Backfill | 250 | 1
510-ARRJ36 | 320 | 1
Factory Restrained Joint Pipe, 36" Diameter, Class 250 Ductile Iron, (all depths) including Excavation and Backfill | 320 | 1
510-ASD-12 | 70 | 1
Pipe, 12” Dia. RCP (All Depths), Including Excavation And Backfill | 70 | 1
510-ASD-18 | 130 | 1
Pipe, 18” Dia. RCP (All Depths), Including Excavation And Backfill | 130 | 1
510-ASD-24 | 150 | 1
Pipe, 24” Dia. RCP (All Depths), Including Excavation And Backfill | 150 | 1
510-AW 2 DIA. | 42.7 | 2
PIPE, 2' DIA. AWWA C901 PE SDR-9 (ALL DEPTHS), INCLUDING EXCAVATION AND BACKFILL | 42.7 | 2
510-AW 6 DIA. | 120 | 1
PIPE, 6" DIA. AWWA C900 DR14 (ALL DEPTHS), INCLUDING EXCAVATION AND BACKFILL | 120 | 1
510-AW 8 DIA. | 73.885 | 2
PIPE, 8" DIA. AWWA C900 DR14 (ALL DEPTHS), INCLUDING EXCAVATION AND BACKFILL | 75 | 1
PIPE, 8" DIAMETER, CLASS 350 DUCTILE IRON (ALL DEPTHS), INCLUDING EXCAVATION AND BACKFILL | 72.77 | 1
510-AW1"DIA. | 61.38 | 1
PIPE 1" DIA. PVC C-900 Type (all depths), INCLUDING EXCAVATION AND BACKFILL | 61.38 | 1
510-AW1.5 | 75 | 1
PIPE, 1.5-INCH DIA. COPPER (ALL DEPTHS), INCLUDING EXCAVATION AND BACKFILL | 75 | 1
510-AW12-PVC | 100 | 1
PIPE, 12-IN DIA. PVC, ALL DEPTHS | 100 | 1
510-AW16-DI | 150 | 1
PIPE, 16-IN DIA. DUCTILE IRON, ALL DEPTHS | 150 | 1
510-AW20-DI | 175 | 1
PIPE, 20-IN DIA. DUCTILE IRON, ALL DEPTHS | 175 | 1
510-AW24-DI | 200 | 1
PIPE 24-IN. DIA. DUCTILE IRON, ALL DEPTHS | 200 | 1
510-AW2-HDPE | 30 | 1
PIPE, 2-IN DIA. HDPE (SERVICE PIPE), ALL DEPTHS | 30 | 1
510-AW4-PVC | 35 | 1
PIPE, 4-IN DIA. PVC, ALL DEPTHS | 35 | 1
510-AW6 | 85 | 1
PIPE, 6-INCH DIA. DUCTILE IRON (ALL DEPTHS), INCLUDING EXCAVATION AND BACKFILL | 85 | 1
510-AW6-PVC | 80 | 1
PIPE, 6-IN DIA. PVC, ALL DEPTHS | 80 | 1
510-AW8-PVC | 90 | 1
PIPE, 8-IN DIA. PVC, ALL DEPTHS | 90 | 1
510-AWRJ 6 DIA. | 145 | 1
FACTORY RESTRAINED JOINT PIPE, FOR FH LEADS 6" DIA. CLASS 350 DUCTILE IRON, (ALL DEPTHS) INCLUDING EXCAVATION AND BACKFILL | 145 | 1
510-AWW 6 DIA. | 75 | 1
PIPE, 6" DIA. ASTM D3034 SDR26 PVC (ALL DEPTHS), INCLUDING EXCAVATION AND BACKFILL | 75 | 1
510-AWW 8 DIA. | 65 | 1
PIPE, 8" DIA. ASTM D3034 SDR26 PVC (ALL DEPTHS), INCLUDING EXCAVATION AND BACKFILL | 65 | 1
510-AWW- 12”DIA. | 139 | 1
PIPE 12” DIA. D.I. CL. 350 TYPE (ALL DEPTHS) INCLUDING EXCAVATIONS AND BACKFILL | 139 | 1
510-AWW- 8” DIA. | 131 | 1
PIPE 8” DIA. D.I.CL. 350 TYPE (ALL DEPTHS) INCLUDING EXCAVATIONS AND BACKFILL | 131 | 1
510-AWW-12 | 40 | 2
12-Inch PVC Pipe | 40 | 2
510-AWW-6 | 40 | 1
Pipe, 6" Dia. SDR-26 (All Depths) Including excavation and backfill | 40 | 1
510-BR-1.5D | 9000 | 1
Connecting New 1.5" Reclaimed Water Double Service including Meter Box per Plans and Detail 520S-9R | 9000 | 1
510-BR-2 | 9200 | 1
Connecting New 2" Reclaimed Water Single Service with No Bypass including Meter Box per Plans and Detail 520S-13R | 9200 | 1
510-BW 2X1 DIA. | 1200 | 1
CONNECTING NEW 2" WATER SERVIXE TO EXISTING PRIVATE SERVICE (2 DIA. NEW SERVICE TO 1 DIA. PRIVATE SERVICE) | 1200 | 1
510-BWW6X6D | 1800 | 1
CONNECTING NEW 6" SERVICE TO EXISTING PRIVATE SERVICE (6" DIA. NEW SERVICE TO 6" DIA. PRIVATE SERVICE) (DOUBLE SERVICE) (COMPLETE-IN-PLACE MEETING EXISTING CONDITIONS) | 1800 | 1
510-BWW6X6S | 1600 | 1
CONNECTING NEW 6" SERVICE TO EXISTING PRIVATE SERVICE (6" DIA. NEW SERVICE TO 6 DIA. PRIVATE SERVICE) (SINGLE SERVICE) (COMPLETE-IN-PLACE MEETING EXISTING CONDITIONS) | 1600 | 1
510-BWW8X8 | 1800 | 1
CONNECTING NEW 8" SERVICE TO EXISTING PRIVATE SERVICE (8" DIA. NEW SERVICE TO 8" DIA. PRIVATE SERVICE) | 1800 | 1
510-IW: 12" X 2" DIA | 2359.5 | 1
PRESSURE TAPS, 12" DIAMETER X 2" DIAMETER | 2359.5 | 1
510-IW2X12 | 2400 | 1
PRESSURE TAPS, 2-IN DIA X 12-IN DIA | 2400 | 1
510-IW2X16 | 2500 | 1
PRESSURE TAPS, 2-IN DIA X 16-IN DIA | 2500 | 1
510-IW2X20 | 2600 | 1
PRESSURE TAPS, 2-IN DIA X 20-IN DIA | 2600 | 1
510-IW2X24 | 3000 | 1
PRESSURE TAPS, 2-IN DIA X 24-IN DIA | 3000 | 1
510-IW2X24-CSC | 3000 | 1
PRESSURE TAPS, 2-IN DIA X 24-IN DIA, CSC PIPE | 3000 | 1
510-IW2X30-CSC | 3400 | 1
PRESSURE TAPS, 2-IN DIA X 30-IN DIA, CSC PIPE | 3400 | 1
510-IW2X36 | 3500 | 1
PRESSURE TAPS, 2-IN DIA X 36-IN DIA | 3500 | 1
510-IW2X36-CSC | 3900 | 1
PRESSURE TAPS, 2-IN DIA X 36-IN DIA, CSC PIPE | 3900 | 1
510-IW2X48-CSC | 5000 | 1
PRESSURE TAPS, 2-IN DIA X 48-IN DIA, CSC PIPE | 5000 | 1
510-IW2X6 | 2200 | 1
PRESSURE TAPS, 2-IN DIA X 6-IN DIA | 2200 | 1
510-IW2X60-CSC | 5500 | 1
PRESSURE TAPS, 2-IN DIA X 60-IN DIA, CSC PIPE | 5500 | 1
510-IW2X8 | 2200 | 1
PRESSURE TAPS, 2-IN DIA X 8-IN DIA | 2200 | 1
510-IW6-6X30-CSC | 9000 | 1
PRESSURE TAPS, 6-IN DIA X 30-IN DIA, CSC PIPE | 9000 | 1
510-IW6X12 | 7500 | 1
PRESSURE TAPS, 6-IN DIA X 12-IN DIA | 7500 | 1
510-IW6X16 | 7500 | 1
PRESSURE TAPS, 6-IN DIA X 16-IN DIA | 7500 | 1
510-IW6X24 | 18500 | 1
PRESSURE TAPS, 6-IN DIA X 24-IN DIA | 18500 | 1
510-IW6X24-CSC | 8600 | 1
PRESSURE TAPS, 6-IN DIA X 24-IN DIA, CSC PIPE | 8600 | 1
510-IW6X36 | 23000 | 1
PRESSURE TAPS, 6-IN DIA X 36-IN DIA | 23000 | 1
510-IW6X36-CSC | 10000 | 1
PRESSURE TAPS, 6-IN DIA X 36-IN DIA, CSC PIPE | 10000 | 1
510-IW6X48-CSC | 11000 | 1
PRESSURE TAPS, 6-IN DIA X 48-IN DIA, CSC PIPE | 11000 | 1
510-IW6X60-CSC | 12000 | 1
PRESSURE TAPS, 6-IN DIA X 60-IN DIA, CSC PIPE | 12000 | 1
510-IW6X8 | 6000 | 1
PRESSURE TAPS, 6-IN DIA X 8-IN DIA | 6000 | 1
510-JR- 12X12 | 5000 | 1
WET CONNECTIONS 12” DIA. X 12”. | 5000 | 1
510-JR24X24 | 4000 | 1
Wet Connections 24" Diameter x 24" Diameter | 4000 | 1
510-JR36X36 | 14000 | 1
Wet Connections 36" Diameter x 36" Diameter | 14000 | 1
510-JW | 3400 | 1
WET CONNECTIONS, 8" DIA. X 8" DIA. | 3400 | 1
510-JW 8X6 DIA. | 3200 | 1
WET CONNECTIONS, 8" DIA. X 6" DIA. | 3200 | 1
510-JW12X12 | 2000 | 1
WET CONNECTIONS, 12-IN DIA X 12-IN DIA, DI OR PVC TYPE PIPE | 2000 | 1
510-JW12X6 | 1500 | 1
WET CONNECTIONS, 12-IN DIA X 6-IN DIA, CUT-IN TEE ON DI OR PVC TYPE PIPE | 1500 | 1
510-JW16X16 | 3000 | 1
WET CONNECTIONS, 16-IN DIA X 16-IN DIA, DI OR PVC TYPE PIPE | 3000 | 1
510-JW16X6 | 2000 | 1
WET CONNECTIONS, 16-IN DIA X 6-IN DIA, CUT-IN TEE ON DI OR PVC TYPE PIPE | 2000 | 1
510-JW20X20 | 3500 | 1
WET CONNECTIONS, 20-IN DIA X 20-IN DIA, DI TYPE PIPE | 3500 | 1
510-JW20X6 | 2500 | 1
WET CONNECTIONS, 20-IN DIA X 6-IN DIA, CUT-IN TEE ON DI OR PVC TYPE PIPE | 2500 | 1
510-JW24X24 | 5000 | 1
WET CONNECTIONS, 24-IN DIA X 24-IN DIA, DI TYPE PIPE | 5000 | 1
510-JW24X6 | 3000 | 1
WET CONNECTIONS, 24-IN DIA X 6-IN DIA, CUT-IN TEE ON DI OR PVC TYPE PIPE | 3000 | 1
510-JW30X30 | 7000 | 1
WET CONNECTIONS, 30-IN DIA X 30-IN DIA, DI TYPE PIPE | 7000 | 1
510-JW36X36 | 10000 | 1
WET CONNECTIONS, 36-IN DIA X 36-IN DIA, DI TYPE PIPE | 10000 | 1
510-JW42X42 | 16000 | 1
WET CONNECTIONS, 42-IN DIA X 42-IN DIA, DI TYPE PIPE | 16000 | 1
510-JW48X48 | 21000 | 1
WET CONNECTIONS, 48-IN DIA X 48-IN DIA, DI TYPE PIPE | 21000 | 1
510-JW54X54 | 26000 | 1
WET CONNECTIONS, 54-IN DIA X 54-IN DIA, DI TYPE PIPE | 26000 | 1
510-JW6X6 | 1000 | 1
WET CONNECTIONS, 6-IN DIA X 6-IN DIA, DI OR PVC TYPE PIPE | 1000 | 1
510-JW8X6 | 1200 | 1
WET CONNECTIONS, 8-IN DIA X 6-IN DIA, CUT-IN TEE ON DI OR PVC TYPE PIPE | 1200 | 1
510-JW8X8 | 1250 | 1
WET CONNECTIONS, 8-IN DIA X 8-IN DIA, DI OR PVC TYPE PIPE | 1250 | 1
510-KR | 15000 | 1
Ductile Iron Fittings | 15000 | 1
510-KW | 7450.2875 | 4
Ductile Iron Fittings | 7450.2875 | 4
510-KWW | 500 | 1
Ductile Iron Fittings | 500 | 1
511S-6A | 2700 | 1
VALVES, RESILIENT SEATED GATE 6" DIAMETER | 2700 | 1
511S-8A | 3500 | 1
VALVES, RESILIENT SEATED GATE 8" DIAMETER | 3500 | 1
511S-A-12 | 2700 | 1
VALVES, R.S. GATE VALVE TYPE, 12” DIAMETER | 2700 | 1
511S-A2 | 1137.12 | 1
VALVES, BALL VALVE, 2" DIAMETER | 1137.12 | 1
511S-A24 | 25000 | 1
Valves, Gate Valve, 24" Diameter | 25000 | 1
511S-A30 | 40000 | 1
Valves, Gate Valve, 30" Diameter | 40000 | 1
511S-A6 | 1650 | 2
VALVES, GATE TYPE, 6-INCH DIA. | 1650 | 2
511S-A8 | 1978.285 | 2
VALVES, GATE VALVE, 8" DIAMETER | 1978.285 | 2
511S-AR36 | 52000 | 1
Valves, Gate Valve, 36" Diameter | 52000 | 1
511S-B | 4766.6667 | 3
FIRE HYDRANTS (SEE STANDARD NO. 511S-17 | 4766.6667 | 3
511S-C | 8022.83 | 3
PRESSURE OR FLOW CONTROL VALVE ASSEMBLIES | 8022.83 | 3
511S-F-1 | 3000 | 1
AUTOMATIC COMBINATION AIR/VACUUM RELEASE VALVE ASSEMBLY, 1-IN DIA | 3000 | 1
511S-F2 | 3000 | 1
AUTOMATIC COMBINATION AIR/VACUUM RELEASE VALVE ASSEMBLY, 2-IN DIA | 3000 | 1
511S-F-2 | 4000 | 1
AUTOMATIC COMBINATION AIR/VACUUM RELEASE VALVE ASSEMBLY, 2-IN DIA | 4000 | 1
511S-G | 300 | 1
ADDITIONAL BURY DEPTH | 300 | 1
511S-H | 800 | 1
FIRE HYDRANT BARREL EXTENSIONS | 800 | 1
551S | 9.25 | 1
PIPE UNDERDRAINS, 6 In. | 9.25 | 1
591S-B | 145 | 5
DRY ROCK RIPRAP | 145 | 5
591S-B-1.5 | 110 | 1
DRY ROCK RIPRAP | 110 | 1
591S-B-3 | 120 | 1
DRY ROCK RIPRAP | 120 | 1
591S-B-5 | 130 | 1
DRY ROCK RIPRAP | 130 | 1
591S-F | 63 | 1
CONCRETE RIPRAP, 4 IN. | 63 | 1
602-A | 7 | 2
BERMUDA BLOCK SODDING | 7 | 2
602S-A | 6.835 | 2
BERMUDA BLOCK SODDING | 6.835 | 2
602S-D | 4.98 | 2
GRASS SODDING | 4.98 | 2
604S-A | 3.6667 | 3
NON-NATIVE SEEDING FOR EROSION CONTROL METHOD, HYDRAULIC PLANTING | 3.6667 | 3
604S-A1 | 4 | 1
NON-NATIVE SEEDING FOR EROSION CONTROL METHOD, RECYCLED MULCH | 4 | 1
604S-A2 | 2 | 1
NON-NATIVE SEEDING FOR EROSION CONTROL METHOD, HAND BROADCASTED | 2 | 1
604S-B | 0.36 | 1
NON-NATIVE SEEDING FOR EROSION CONTROL, BROADCAST SEEDING | 0.36 | 1
604S-C1 | 4 | 1
NATIVE SEEDING FOR EROSIONS CONTROL METHOD, RECYCLED MULCH | 4 | 1
604S-C2 | 2 | 1
NATIVE SEEDING FOR EROSIONS CONTROL METHOD, HAND BROADCASTED | 2 | 1
604S-D | 1.25 | 2
NATIVE SEEDING FOR EROSION CONTROL METHOD, HYDRAULIC PLANTING | 1.25 | 2
604S-E | 10 | 1
NATIVE SEEDING FOR EROSION CONTROL METHOD, HYDRAULIC PLANTING | 10 | 1
604S-I | 4.09 | 2
TOPSOIL AND SEEDBED PREPARATION | 4.09 | 2
605S-A | 4.57 | 3
SOIL RETENTION BLANKET CLASS 1; TYPE A | 2.82 | 1
SOIL RETENTION BLANKET CLASS 2; TYPE A | 4.89 | 1
Soil Retention Blanket Class 2; Type H | 6 | 1
605S-A1 | 5 | 1
SOIL RETENTION BLANKET, CLASS 1; TYPE B | 5 | 1
605S-A2 | 5 | 1
SOIL RETENTION BLANKET, CLASS 1; TYPE D | 5 | 1
608S-1 | 512.5 | 8
PLANTING TYPE BURR OAK, SIZE IN INCHES 3 | 748 | 1
PLANTING TYPE CEDAR ELM, SIZE IN INCHES 3 | 748 | 1
PLANTING TYPE LACEY OAK, SIZE IN INCHES 2 | 569 | 1
PLANTING TYPE MEXICAN PLUM, SIZE IN INCHES 2 | 460 | 1
PLANTING TYPE MOUNTAIN LAUREL, SIZE IN INCHES 1.5 | 460 | 1
PLANTING TYPE POSSUMHAW, SIZE IN INCHES 1.5 | 316 | 1
PLANTING TYPE RED BUD, SIZE IN INCHES 2 | 460 | 1
PLANTING TYPE TEXAS PERSIMMON, SIZE IN INCHES 1.5 | 339 | 1
608S-1-2" | 552.35 | 1
SMALL SHADE TREE, 2" CALIPER | 552.35 | 1
608S-1-3" | 840.53 | 1
LARGE SHADE TREE, 3" CALIPER | 840.53 | 1
608S-2 | 55000 | 1
Irrigation System | 55000 | 1
609S-A | 5.44 | 2
TOPSOIL AND SEEDBED PREPARATION | 5.44 | 2
609S-C | 2.0367 | 6
NATIVE SEEDING | 2.0367 | 6
609S-E | 25.4667 | 3
ROOTED PLANTS | 38.45 | 1
ROOTED PLANTS, 1 GALLON ALL SPECIES | 10.35 | 1
ROOTED PLANTS, 5 GALLON ALL SPECIES | 27.6 | 1
609S-G | 1.2 | 1
MANAGEMENT PRACTICES | 1.2 | 1
610S-A | 4.0817 | 6
PROTECTIVE FENCING TYPE A CHAIN LINK FENCE (TYPICAL APPLICATION - HIGH DAMAGE POTENTIAL) | 8 | 1
PROTECTIVE FENCING TYPE A CHAIN LINK FENCE (TYPICAL APPLICATION - HIGH DAMAGE POTENTIAL) | 3.298 | 5
610S-C | 4 | 1
PROTECTIVE FENCING TYPE C OTHER MATERIALS (LIMITED APPLICATION-MINIMAL DAMAGE POTENTIAL) | 4 | 1
610S-E | 200 | 1
TREE TRUNK PROTECTION, WOOD PLANKING | 200 | 1
620S | 5 | 1
FILTER FABRIC | 5 | 1
620S-A | 2.7 | 1
FILTER FABRIC | 2.7 | 1
623S | 25 | 2
DRY STACK ROCK WALL | 25 | 2
628S-B | 12.25 | 4
SEDIMENT CONTAINMENT DIKES WITH FILTER FABRIC | 12.25 | 4
639S | 32.9525 | 4
ROCK BERM | 32.9525 | 4
641S | 2056.74 | 12
STABILIZED CONSTRUCTION ENTRANCE | 2056.74 | 12
642S | 2.3583 | 12
SILT FENCE FOR EROSION CONTOL | 2.3583 | 12
647S | 9.55 | 1
MULCH BERM | 9.55 | 1
648S | 12 | 1
Mulch Stock | 12 | 1
648S-15B | 18 | 1
Mulch Stock, 18 inch | 18 | 1
648S-CC1 | 18 | 1
Mulch Stock, 18 inch | 18 | 1
648S-CC2 | 18 | 1
Mulch Stock, 18 inch | 18 | 1
648S-SEN | 18 | 1
Mulch Stock, 18 inch | 18 | 1
700S-TM | 61279.1971 | 7
TOTAL MOBILIZATION PAYMENT | 61279.1971 | 7
701S-CD | 748 | 1
CHAIN LINK VEHICULAR DOUBLE SWING GATE, 8 FOOT X 15 FOOT | 748 | 1
701S-TM | 75000 | 1
TOTAL MOBILIZATION PAYMENT | 75000 | 1
702S-A | 17 | 1
REMOVING AND RELOCATING EXISTING 7FT. CHAIN LINK FENCE | 17 | 1
802S-B C.I.P. | 705.9645 | 11
C.I.P. PROJECT SIGN | 705.9645 | 11
803S-CD | 522.8 | 5
BARRICADES, SIGNS, AND TRAFFIC HANDLING | 522.8 | 5
803-SF | 4 | 1
SAFETY FENCING | 4 | 1
803S-MO | 2192.3229 | 7
BARRICADES, SIGNS, AND TRAFFIC HANDLING | 2192.3229 | 7
803S-SF | 2.3857 | 7
SAFETY FENCE | 2.3857 | 7
824S | 414.0525 | 4
TRAFFIC SIGNS | 414.0525 | 4
829S-A | 12 | 1
TYPE 1 BICYCLE LANE MARKINGS, 6 INCHES IN WIDTH, WHITE IN COLOR | 12 | 1
829S-A-24 | 28 | 1
Type I Bicycle Lane Markings, 24" In width, white In color | 28 | 1
829S-A-4 | 2.5 | 2
Type I Bicycle Lane Markings, 4" In width, white In color | 2.5 | 1
Type I Bicycle Lane Markings, 4" In width, yellow In color | 2.5 | 1
829S-B | 300 | 1
TYPE 1 BICYCLE LANE PREFERENTIAL (DIRECTIONAL ARROW) SYMBOLS, WHITE IN COLOR | 300 | 1
829S-C | 500 | 3
Relectorized Type I Thermoplatic Bicycle Lane (Bike Rider) Symbol, 100MILS in thickness, white in color | 600 | 1
TYPE 1 BICYCLE LANE (BIKE RIDER) SYMBOL, WHITE IN COLOR | 450 | 1
Type I Bicycle Lane (Bike Rider) Symbol, white In color | 450 | 1
830S-SCF | 3100 | 2
TRAFFIC SIGNAL CONTROLLER FOUNDATION | 3100 | 2
831S-3 | 375 | 1
42-INCH DIAMETER TRAFFIC SIGNAL DRILLED SHAFT FOUNDATIONS 12-FOOT DEPTH | 375 | 1
832S-VSM-3 | 2200 | 1
VEHICULAR SIGNAL INSTALLATION, 3 SECTION, COMPLETE IN PLACE | 2200 | 1
833S-PPB | 2600 | 1
PEDESTRIAN PUSH-BUTTON | 2600 | 1
834S-B | 1700 | 1
Traffic Signal Pull Box, Type B | 1700 | 1
834S-C | 4400 | 2
TRAFFIC SIGNAL POLE BOX, TYPE C | 4400 | 2
835S-LT2 | 7 | 1
INSTALLING TRAFFIC SIGNAL CONDUIT WITH CONDUIT 2 INCHES IN DIAMETER | 7 | 1
835S-LT3 | 41.5 | 2
INSTALLING TRAFFIC SIGNAL CONDUIT WITH CONDUIT 3 INCHES IN DIAMETER | 41.5 | 2
835S-LT4 | 49.6667 | 3
INSTALLING TRAFFIC SIGNAL CONDUIT WITH CONDUIT 4 INCHES IN DIAMETER | 49.6667 | 3
836S-R3 | 1200 | 1
Traffic Signal Risers, 3 Inch in Diameter | 1200 | 1
837S-TSLD | 50.325 | 2
Traffic Signal Loop Detector | 50.325 | 2
839S-MA25 | 2200 | 1
25-FOOT MAST ARM | 2200 | 1
839S-MA30 | 2015 | 2
30-FOOT MAST ARM | 2015 | 2
839S-MA35 | 1727 | 1
35-foot Mast Arm | 1727 | 1
839S-MA40 | 2034 | 1
40-foot Mast Arm | 2034 | 1
839S-MAP1 | 4000 | 1
TYPE 1 MAST ARM POLE | 4000 | 1
839S-SDX1 | 1600 | 1
TYPE 1 SINGLE DAVIT EXTENSION | 1600 | 1
860S-A-24" | 1.44 | 1
PAVEMENT MARKING PAINT, 24" | 1.44 | 1
860S-A-4" | 0.48 | 1
PAVEMENT MARKING PAINT, 4 IN | 0.48 | 1
860S-C | 4.15 | 1
PAVEMENT MARKING PAINT (REFLECTORIZED) 4IN., (WHITE) | 4.15 | 1
863S-2 | 7 | 1
Reflectorized Pavement Markers (Type I-C) | 7 | 1
863S-3 | 7 | 1
Reflectorized Pavement Markers (Type II-A-A) | 7 | 1
863S-4 | 13.5 | 2
REFLECTORIZED PAVEMENT MARKERS (TYPE 11-B-B) | 20 | 1
Reflectorized Pavement Markers (Type II-B-B) | 7 | 1
870S-A | 2.1 | 1
WORK ZONE PAVEMENT MARKINGS (REMOVABLE) 4 INCHES IN WIDTH, YELLOW IN COLOR | 2.1 | 1
870S-A24 | 4 | 2
Work Zone Pavement Markings (Removable), 24" Width, Solid Black | 4 | 1
Work Zone Pavement Markings (Removable), 24" Width, Solid White | 4 | 1
870S-A4 | 1.2 | 5
Work Zone Pavement Markings (Removable), 4" Width, Broken White | 1 | 1
Work Zone Pavement Markings (Removable), 4" Width, Broken Yellow | 1 | 1
Work Zone Pavement Markings (Removable), 4" Width, Solid Black | 2 | 1
Work Zone Pavement Markings (Removable), 4" Width, Solid White | 1 | 1
Work Zone Pavement Markings (Removable), 4" Width, Solid Yellow | 1 | 1
870S-B | 3 | 1
WORK ZONE PAVEMENT MARKINGS (REMOVABLE) 6 INCHES IN WIDTH, BLACK IN COLOR | 3 | 1
871-A4Y | 4 | 1
REFLECTORIZED TYPE 1 THERMOPLASTIC PAVEMENT MARKINGS 4 INCHES IN WIDITH, 90 MILS IN THICKNESS YELLOW IN COLOR | 4 | 1
871S-A | 7.645 | 4
REFLECTORIZED TYPE I THERMOPLASTIC PAVEMENT MARKINGS 4 INCHES IN WIDTH, 100 MILS IN THICKNESS YELLOW IN COLOR | 2.13 | 1
REFLECTORIZED TYPE I THERMOPLASTIC PAVEMENT MARKINGS 6 INCHES IN WIDTH, 150 MILS IN THICKNESS WHITE IN COLOR | 3.45 | 1
Reflectorized Type I Thermoplastic Pavement Markings, 24 inches in width, 90 mils in thickness, white in color | 12.5 | 2
871S-A12 | 3 | 1
Reflectorized Type I Thermoplastic Pavement Markings, 12" width, 100 mils in Thickness, Broken White in Color | 3 | 1
871S-A24 | 30 | 1
Reflectorized Type I Thermoplastic Pavement Markings, 24" width, 100 mils in Thickness, Solid White in Color | 30 | 1
871S-A24S | 15 | 1
REFLECTORIZED TYPE 1 THERMOPLASTIC PAVEMENT MARKINGS 24 INCHES IN WIDITH, 100 MILS IN THICKNESS WHITE IN COLOR | 15 | 1
871S-A4 | 1 | 3
Reflectorized Type I Thermoplastic Pavement Markings, 4" width, 100 mils in Thickness, Broken White in Color | 1 | 1
Reflectorized Type I Thermoplastic Pavement Markings, 4" width, 100 mils in Thickness, Broken Yellow in Color | 1 | 1
Reflectorized Type I Thermoplastic Pavement Markings, 4" width, 100 mils in Thickness, Solid Yellow in Color | 1 | 1
871S-A-4 | 24 | 1
Reflectorized Type I Thermoplastic Pavement Markings, 4" in width, 100 MILS in thickness, white in color | 24 | 1
871S-A4W | 4 | 1
REFLECTORIZED TYPE 1 THERMOPLASTIC PAVEMENT MARKINGS 4 INCHES IN WIDITH, 90 MILS IN THICKNESS WHITE IN COLOR | 4 | 1
871S-A-4Y | 2.5 | 1
Reflectorized Type 1 Thermoplastic Pavement Markings, 4" In Width, 100 Mils In Thickness, Yellow In Color | 2.5 | 1
871S-A6 | 2 | 1
Reflectorized Type I Thermoplastic Pavement Markings, 6" width, 100 mils in Thickness, Broken White in Color | 2 | 1
871S-A6W | 8 | 1
REFLECTORIZED TYPE 1 THERMOPLASTIC PAVEMENT MARKINGS 6 INCHES IN WIDITH, 90 MILS IN THICKNESS WHITE IN COLOR | 8 | 1
871S-A8 | 3 | 1
Reflectorized Type I Thermoplastic Pavement Markings, 8" width, 90 mils in Thickness, Solid White in Color | 3 | 1
871S-A-8 | 44 | 1
Reflectorized Type I Thermoplastic Pavement Markings, 8" in width, 100 MILS in thickness, white in color | 44 | 1
871S-AR24 | 30 | 1
Replace Reflectorized Type I Thermoplastic Pavement Markings, 24" width, 90 mils in Thickness, Solid White in Color | 30 | 1
871S-B | 300 | 1
Reflectorized Type I Thermoplastic Pavement Symbols (Arrow), 90 mils in Thickness, White in Color | 300 | 1
871S-D | 300 | 1
Reflectorized Type I Thermoplastic Pavement Markings, Symbols Arrow, 100 mils in Thickness, White in Color | 300 | 1
871S-E | 6 | 2
REFLECTORIZED TYPE II PAINT PAVEMENT MARKINGS 4 INCHES IN WIDTH, WHITE IN COLOR | 6 | 1
RELECTORIZED TYPE II PAINT PAVEMENT MARKINGS 4 INCHES IN WIDTH, YELLOW IN COLOR | 6 | 1
874S-A | 6 | 3
Eliminating Existing Pavement Markings, 12 inches in width | 6 | 1
Eliminating Existing Pavement Markings, 24 inches in width | 8 | 1
Eliminating Existing Pavement Markings, 4 inches in width | 4 | 1
874S-E | 350 | 1
Eliminating Existing Reflectorized Thermoplastic Pavement Markings, Arrow | 350 | 1
875S-A | 0.3 | 1
PAVEMENT SURFACE PREPARATION FOR EXISTING PAVEMENT SURFACE 4" AND 24" IN WIDTH, FOR ASPHALT | 0.3 | 1
875S-A12 | 2 | 1
Pavement Surface Preparation for Existing Pavement Surface 12" width, for Asphalt Surface Type | 2 | 1
875S-A24 | 3 | 1
Pavement Surface Preparation for Existing Pavement Surface 24" width, for Asphalt Surfaces | 3 | 1
875S-A4 | 1 | 1
Pavement Surface Preparation for Existing Pavement Surface 4" width, for Asphalt Surface Type | 1 | 1
SP610S-T | 800 | 1
TREE ROOT ZONE TREATMENT PER ECM APPENDIX P-6 | 800 | 1
SP834S-E1 | 1500 | 1
17"X30" HAND HOLE | 1500 | 1
(blank)
(blank)
Grand Total | 3236.6822 | 526

## DETAILED_LIST_WITH_QTY&UNIT
BID ITEM | QTY | UNIT | ITEM DESCRIPTION | UNIT PRICE | AMOUNT | SOLC# | PROJ
551 | 110 | LF | PIPE UNDERDRAINS, 6-INCH | 45 | 4950 | CLMC575 | Waller Creek District - Sabine St. Promenade
703 | 1000 | LF | SAFETY FENCING | 4 | 4000 | CLMC671 | Burleson Road Pressure Conversion Phase 1
703 | 500 | LF | SAFETY FENCING | 5 | 2500 | CLMC690 | 2018 Waterline On-Call Services - IDIQ
101S-A | 1 | LS | Preparing Right of Way | 50000 | 50000 | CLMC677 | Upper Boggy Creek Trail Phase 1
101S-B | 21.3 | 100' | PREPARING RIGHT OF WAY | 3252 | 69267.6 | CLMC672 | Northern Walnut Creek Hike & Bike PH 1A
101S-B | 24 | 100' | PREPARING RIGHT OF WAY | 500 | 12000 | CLMC624A | Four Points Center Force Main Improvements Rebid
101S-C | 1 | LS | PREPARING RIGHT OF WAY | 150000 | 150000 | CLMC671 | Burleson Road Pressure Conversion Phase 1
102S-A | 30 | AC | CLEARING AND GRUBBING | 2801.38 | 84041.4 | CLMC667 | Onion Creek Metro Park Development (ROCIP)
102S-A | 3.5 | AC | CLEARING AND GRUBBING | 10000 | 35000 | CLMC677 | Upper Boggy Creek Trail Phase 1
102S-C | 1 | LS | CLEARING AND GRUBBING | 25000 | 25000 | CLMC671 | Burleson Road Pressure Conversion Phase 1
104S-A | 155 | LF | REMOVE P.C. CONCRETE CURB | 26 | 4030 | CLMC654 | Pedestrian Safety Improvements - Hybrid Beacon Installations-TAP GRANT
104S-A | 434 | LF | REMOVE P.C. CONCRETE CURB | 22 | 9548 | CLMC655 | Pedestrian Safety Improvements - Accessible Pedestrian Signals-TAP GRANT
104S-A | 132 | LF | REMOVE P.C. CONCRETE CURB | 2 | 264 | CLMC624A | Four Points Center Force Main Improvements Rebid
104S-A | 245 | LF | REMOVE P.C. CONCRETE CURB | 7 | 1715 | CLMC677 | Upper Boggy Creek Trail Phase 1
104S-A | 880 | LF | REMOVE P.C. CONCRETE CURB | 6 | 5280 | CLMC671 | Burleson Road Pressure Conversion Phase 1
104S-A | 375 | LF | REMOVE P.C. CONCRETE CURB | 6 | 2250 | CLMC671 | Burleson Road Pressure Conversion Phase 1
104S-A | 250 | LF | REMOVE P.C. CONCRETE CURB | 8 | 2000 | CLMC690 | 2018 Waterline On-Call Services - IDIQ
104S-B | 11844 | SF | REMOVE P.C. CONCRETE SLAB | 2 | 23688 | CLMC671 | Burleson Road Pressure Conversion Phase 1
104S-B | 1306 | SF | REMOVE P.C. CONCRETE SLAB | 2 | 2612 | CLMC671 | Burleson Road Pressure Conversion Phase 1
104S-B | 500 | SF | REMOVE P.C. CONCRETE SLAB | 6 | 3000 | CLMC690 | 2018 Waterline On-Call Services - IDIQ
104S-C | 1322 | SF | REMOVE P.C. CONCRETE SIDEWALKS AND DRIVEWAYS | 21 | 27762 | CLMC654 | Pedestrian Safety Improvements - Hybrid Beacon Installations-TAP GRANT
104S-C | 1815 | SF | REMOVE P.C. CONCRETE SIDEWALKS AND DRIVEWAYS | 12 | 21780 | CLMC655 | Pedestrian Safety Improvements - Accessible Pedestrian Signals-TAP GRANT
104S-C | 5700 | SF | REMOVE P.C. CONCRETE SIDEWALKS AND DRIVEWAYS | 1 | 5700 | CLMC624A | Four Points Center Force Main Improvements Rebid
104S-C | 9945 | SF | REMOVE P.C. CONCRETE SIDEWALKS AND DRIVEWAYS | 3 | 29835 | CLMC677 | Upper Boggy Creek Trail Phase 1
104S-C | 500 | SF | REMOVE P.C. CONCRETE SIDEWALKS AND DRIVEWAYS | 5 | 2500 | CLMC690 | 2018 Waterline On-Call Services - IDIQ
104S-G | 1 | LS | Remove Miscellaneous PC Concrete | 2000 | 2000 | CLMC680 | Slaughter Crk Watershed-Sendera & Circle C Pond Rehab
104S-G | 1 | LS | Remove Miscellaneous PC Concrete | 5000 | 5000 | CLMC680 | Slaughter Crk Watershed-Sendera & Circle C Pond Rehab
110S-B | 1185 | CY | STEET EXCAVATION, PLAN QUANTITY | 35 | 41475 | CLMC575 | Waller Creek District - Sabine St. Promenade
110S-B | 293 | CY | STEET EXCAVATION, PLAN QUANTITY | 20 | 5860 | CLMC671 | Burleson Road Pressure Conversion Phase 1
111S-B | 3100 | CY | EXCAVATION, PLAN QUANTITY | 25 | 77500 | CLMC680 | Slaughter Crk Watershed-Sendera & Circle C Pond Rehab
111S-B | 38542 | CY | EXCAVATION, PLAN QUANTITY | 14.24 | 548838.08 | CLMC667 | Onion Creek Metro Park Development (ROCIP)
111S-B | 100 | CY | EXCAVATION, PLAN QUANTITY | 50 | 5000 | CLMC677 | Upper Boggy Creek Trail Phase 1
120S-B | 421 | CY | Channel Excavation, Plan Quantity | 30 | 12630 | CLMC677 | Upper Boggy Creek Trail Phase 1
1301S-B | 1784 | SY | GRANITE GRAVEL HIKE AND BIKE TRAIL | 35.36 | 63082.24 | CLMC667 | Onion Creek Metro Park Development (ROCIP)
132S-A | 2571 | CY | Embankment | 20 | 51420 | CLMC677 | Upper Boggy Creek Trail Phase 1
16550S | 11 | EA | STREET LIGHT STANDARD FOUNDATION | 2500 | 27500 | CLMC575 | Waller Creek District - Sabine St. Promenade
16550S | 2 | EA | STREET LIGHT STANDARD FOUNDATION | 594.38 | 1188.76 | CLMC667 | Onion Creek Metro Park Development (ROCIP)
201S | 4489 | SY | SUBGRADE PREPARATION | 1.59 | 7137.51 | CLMC667 | Onion Creek Metro Park Development (ROCIP)
201S | 4335 | SY | SUBGRADE PREPARATION | 5 | 21675 | CLMC677 | Upper Boggy Creek Trail Phase 1
203S-A | 4489 | SY | LIME TREATED SUBGRADE (8 in. THICK) | 9.63 | 43229.07 | CLMC667 | Onion Creek Metro Park Development (ROCIP)
204S-A | 3078 | SY | PORTLAND CEMENT TREATMENT OF MATERIALS IN PLACE 6 INCH THICKNESS | 6.25 | 19237.5 | CLMC672 | Northern Walnut Creek Hike & Bike PH 1A
204S-A | 4335 | SY | Portland Cement Treatment of materials in place | 12 | 52020 | CLMC677 | Upper Boggy Creek Trail Phase 1
210S-A | 1368 | CY | FLEXIBLE BASE | 47.39 | 64829.52 | CLMC667 | Onion Creek Metro Park Development (ROCIP)
210S-A | 72 | CY | FLEXIBLE BASE | 103 | 7416 | CLMC624A | Four Points Center Force Main Improvements Rebid
210S-A | 580 | CY | FLEXIBLE BASE | 60 | 34800 | CLMC677 | Upper Boggy Creek Trail Phase 1
210S-A | 942 | CY | FLEXIBLE BASE | 64 | 60288 | CLMC671 | Burleson Road Pressure Conversion Phase 1
210S-A | 50 | CY | FLEXIBLE BASE | 65 | 3250 | CLMC690 | 2018 Waterline On-Call Services - IDIQ
315S-A | 535 | SY | SURFACE MILLING (2") | 22 | 11770 | CLMC575 | Waller Creek District - Sabine St. Promenade
315S-A | 8890 | SY | SURFACE MILLING | 8 | 71120 | CLMC653 | East Austin Wastewater Line Improvements
315S-A | 5215 | SY | SURFACE MILLING | 9 | 46935 | CLMC653 | East Austin Wastewater Line Improvements
315S-A | 1110 | SY | SURFACE MILLING | 9.5 | 10545 | CLMC677 | Upper Boggy Creek Trail Phase 1
315S-A | 6489 | SY | SURFACE MILLING | 6.5 | 42178.5 | CLMC671 | Burleson Road Pressure Conversion Phase 1
315S-A | 500 | SY | SURFACE MILLING | 25 | 12500 | CLMC690 | 2018 Waterline On-Call Services - IDIQ
315S-C | 100 | SY | TRANSITION MILLING | 25 | 2500 | CLMC690 | 2018 Waterline On-Call Services - IDIQ
315S-D | 100 | SY | EDGE MILLING | 25 | 2500 | CLMC690 | 2018 Waterline On-Call Services - IDIQ
340S-A | 535 | SY | HOT MIX ASPHALTIC CONCRETE PAVEMENT, TYPE C (2") | 35 | 18725 | CLMC575 | Waller Creek District - Sabine St. Promenade
340S-A | 10 | TON | HOT MIX ASPHALTIC CONCRETE PAVEMENT, TYPE A | 287.5 | 2875 | CLMC690 | 2018 Waterline On-Call Services - IDIQ
340S-A-B | 10 | TON | HOT MIX ASPHALTIC CONCRETE PAVEMENT, TYPE B | 287.5 | 2875 | CLMC690 | 2018 Waterline On-Call Services - IDIQ
340S-B | 8890 | SY | HOT MIX ASPHALTIC CONCRETE PAVEMENT, 2 INCHES, TYPE D | 15 | 133350 | CLMC653 | East Austin Wastewater Line Improvements
340S-B | 5215 | SY | HOT MIX ASPHALTIC CONCRETE PAVEMENT, 2 INCHES, TYPE C | 20 | 104300 | CLMC653 | East Austin Wastewater Line Improvements
340S-B | 56 | SY | Hot Mix Asphaltic Concrete Pavement, 3 inches, Type C | 36 | 2016 | CLMC655 | Pedestrian Safety Improvements - Accessible Pedestrian Signals-TAP GRANT
340S-B | 2013 | SY | HOT MIX ASPHALTIC CONCRETE PAVEMENT, 3 INCHES, TYPE C | 18.92 | 38085.96 | CLMC667 | Onion Creek Metro Park Development (ROCIP)
340S-B | 1679 | SY | HOT MIX ASPHALTIC CONCRETE PAVEMENT, 4 INCHES, TYPE C | 24.64 | 41370.56 | CLMC667 | Onion Creek Metro Park Development (ROCIP)
340S-B | 27 | SY | HOT MIX ASPHALTIC CONCRETE PAVEMENT, 3 INCHES, TYPE C | 235 | 6345 | CLMC624A | Four Points Center Force Main Improvements Rebid
340S-B | 4250 | SY | HOT MIX ASPHALTIC CONCRETE PAVEMENT, 2 INCHES, TYPE D | 15 | 63750 | CLMC677 | Upper Boggy Creek Trail Phase 1
340S-B1.5 | 10727 | SY | Hot Mix Asphaltic Concrete Pavement, 1.5 inches, Type D | 16 | 171632 | CLMC671 | Burleson Road Pressure Conversion Phase 1
340S-B6 | 4238 | SY | Hot Mix Asphaltic Concrete Pavement, 6 inches, Type B | 34 | 144092 | CLMC671 | Burleson Road Pressure Conversion Phase 1
340S-B-C-2 | 100 | SY | HOT MIX ASPHALTIC CONCRETE PAVEMENT, 2-IN TYPE C | 32 | 3200 | CLMC690 | 2018 Waterline On-Call Services - IDIQ
340S-B-C-3 | 100 | SY | HOT MIX ASPHALTIC CONCRETE PAVEMENT, 3-IN, TYPE C | 38 | 3800 | CLMC690 | 2018 Waterline On-Call Services - IDIQ
340S-B-D-2 | 100 | SY | HOT MIX ASPHALTIC CONCRETE PAVEMENT, 2-IN, TYPE D | 32 | 3200 | CLMC690 | 2018 Waterline On-Call Services - IDIQ
340S-B-D-3 | 100 | SY | HOT MIX ASPHALTIC CONCRETE PAVEMENT, 3-IN, TYPE D | 38 | 3800 | CLMC690 | 2018 Waterline On-Call Services - IDIQ
340S-C | 2320 | LF | HOT MIX ASPHALTIC CONCRETE PAVEMENT, 6 INCHES, TYPE B | 52 | 120640 | CLMC653 | East Austin Wastewater Line Improvements
340S-L | 1 | LS | Hot Mix Asphaltic Pavement, 2 inches, Type D, Level-up Course | 4500 | 4500 | CLMC677 | Upper Boggy Creek Trail Phase 1
360S-A | 2220 | SY | 7-INCH CONCRETE PAVEMENTS | 85 | 188700 | CLMC575 | Waller Creek District - Sabine St. Promenade
360S-A | 1740 | SY | Hot Mix Asphaltic Concrete Pavement, Type A | 130 | 226200 | CLMC671 | Burleson Road Pressure Conversion Phase 1
360S-A | 104 | SY | 7 IN. Concrete Pavement | 153 | 15912 | CLMC671 | Burleson Road Pressure Conversion Phase 1
360S-A | 50 | SY | 12-IN CONCRETE PAVEMENT | 200 | 10000 | CLMC690 | 2018 Waterline On-Call Services - IDIQ
360S-AH | 50 | SY | 12-IN CONCRETE PAVEMENT (HIGH EARLY STRENGTH) | 250 | 12500 | CLMC690 | 2018 Waterline On-Call Services - IDIQ
402S-A | 3441 | CY | Controlled Low Strength Material | 161 | 554001 | CLMC671 | Burleson Road Pressure Conversion Phase 1
402S-A | 370 | LF | Controlled Low Strength Material | 11 | 4070 | CLMC671 | Burleson Road Pressure Conversion Phase 1
403S-CY | 20 | CY | Abutments' pier caps, walls, Class S concrete | 1200 | 24000 | CLMC677 | Upper Boggy Creek Trail Phase 1
403S-CY | 12 | CY | Topping slab on bridge deck, Class S concrete | 375 | 4500 | CLMC677 | Upper Boggy Creek Trail Phase 1
403S-CY | 60 | CY | Leveling pad and concrete rip rap, Class A concrete | 500 | 30000 | CLMC677 | Upper Boggy Creek Trail Phase 1
403S-CY-A | 50 | CY | CLASS A CONCRETE FOR REINFORCED/NON-REINFORCED STREET REPAIRS (PER DETAIL 1100S-3) | 300 | 15000 | CLMC690 | 2018 Waterline On-Call Services - IDIQ
403S-CY-J | 50 | CY | CLASS J CONCRETE FOR UTILITY TRENCH REPAIR, COMPLETE IN PLACE | 125 | 6250 | CLMC690 | 2018 Waterline On-Call Services - IDIQ
403S-LF | 5260 | LF | Concrete Ribbon Curb | 12 | 63120 | CLMC677 | Upper Boggy Creek Trail Phase 1
414S-C | 1.5 | CY | CAST-IN-PLACE PORTLAND CEMENT CONCRETE RETAINING WALL, INCLUDING REINFORCEMENT | 2000 | 3000 | CLMC624A | Four Points Center Force Main Improvements Rebid
414S-C | 38 | CY | CAST-IN-PLACE PORTLAND CEMENT CONCRETE RETAINING WALL, INCLUDING REINFORCEMENT | 600 | 22800 | CLMC575 | Waller Creek District - Sabine St. Promenade
414S-C | 6 | CY | CAST-IN-PLACE PORTLAND CEMENT CONCRETE RETAINING WALL, INCLUDING REINFORCEMENT | 500 | 3000 | CLMC655 | Pedestrian Safety Improvements - Accessible Pedestrian Signals-TAP GRANT
414S-C | 211 | CY | CAST-IN-PLACE PORTLAND CEMENT CONCRETE RETAINING WALL, INCLUDING REINFORCEMENT | 875 | 184625 | CLMC672 | Northern Walnut Creek Hike & Bike PH 1A
420S-A | 220 | LF | DRILLED SHAFT, 30 IN. DIA. | 230 | 50600 | CLMC677 | Upper Boggy Creek Trail Phase 1
430 S-B | 132 | LF | P.C. CONCRETE CURB AND GUTTER (FINE GRADING) | 22 | 2904 | CLMC624A | Four Points Center Force Main Improvements Rebid
430S-A | 150 | LF | P.C. CONCRETE CURB AND GUTTER (EXCAVATION) | 40 | 6000 | CLMC690 | 2018 Waterline On-Call Services - IDIQ
430S-B | 300 | LF | P.C. CONCRETE CURB AND GUTTER (FINE GRADING) | 22 | 6600 | CLMC575 | Waller Creek District - Sabine St. Promenade
430S-B | 182 | LF | P.C. CONCRETE CURB AND GUTTER (FINE GRADING) | 85 | 15470 | CLMC654 | Pedestrian Safety Improvements - Hybrid Beacon Installations-TAP GRANT
430S-B | 442 | LF | P.C. CONCRETE CURB AND GUTTER (FINE GRADING) | 22 | 9724 | CLMC655 | Pedestrian Safety Improvements - Accessible Pedestrian Signals-TAP GRANT
430S-B | 20 | LF | P.C. CONCRETE CURB AND GUTTER (FINE GRADING) | 35 | 700 | CLMC672 | Northern Walnut Creek Hike & Bike PH 1A
430S-B | 450 | LF | P.C. Concrete Curb and Gutter (Fine Grading) | 25 | 11250 | CLMC677 | Upper Boggy Creek Trail Phase 1
430S-B | 880 | LF | P.C. Concrete Curb and Gutter (Fine Grading) | 50 | 44000 | CLMC671 | Burleson Road Pressure Conversion Phase 1
430S-C | 370 | LF | P.C. CONCRETE CURB (EXCAVATION) | 48 | 17760 | CLMC671 | Burleson Road Pressure Conversion Phase 1
430S-C | 100 | LF | P.C. CONCRETE CURB (EXCAVATION) | 35 | 3500 | CLMC690 | 2018 Waterline On-Call Services - IDIQ
430S-D | 720 | LF | P.C. CONCRETE CURB (FINE GRADING) | 22 | 15840 | CLMC575 | Waller Creek District - Sabine St. Promenade
430S-F | 1020 | LF | P.C. CONCRETE LAYDOWN CURB (FINE GRADING) | 22 | 22440 | CLMC575 | Waller Creek District - Sabine St. Promenade
432S-4 | 4500 | SF | NEW P.C. CONCRETE SIDEWALKS, 4 INCH THICKNESS | 5 | 22500 | CLMC624A | Four Points Center Force Main Improvements Rebid
432S-4 | 3450 | SF | NEW P.C. CONCRETE SIDEWALKS, 4 INCH THICKNESS | 9 | 31050 | CLMC575 | Waller Creek District - Sabine St. Promenade
432S-4 | 723 | SF | NEW P.C. CONCRETE SIDEWALKS, 4 INCH THICKNESS | 30 | 21690 | CLMC654 | Pedestrian Safety Improvements - Hybrid Beacon Installations-TAP GRANT
432S-4 | 1250 | SF | NEW P.C. CONCRETE SIDEWALKS, 4 INCH THICKNESS | 15 | 18750 | CLMC655 | Pedestrian Safety Improvements - Accessible Pedestrian Signals-TAP GRANT
432S-4 | 4020 | SF | NEW P.C. CONCRETE SIDEWALKS, 4 INCH THICKNESS | 5.25 | 21105 | CLMC677 | Upper Boggy Creek Trail Phase 1
432S-4 | 400 | SF | NEW P.C. CONCRETE SIDEWALKS, 4 INCH THICKNESS | 10 | 4000 | CLMC690 | 2018 Waterline On-Call Services - IDIQ
432S-5 | 977 | SF | NEW P.C. CONCRETE SIDEWALKS, 5 INCH THICKNESS | 6 | 5862 | CLMC672 | Northern Walnut Creek Hike & Bike PH 1A
432S-6 | 21497 | SF | NEW P.C. CONCRETE SIDEWALKS, 6 INCH THICKNESS | 7.76 | 166816.72 | CLMC667 | Onion Creek Metro Park Development (ROCIP)
432S-6 | 100 | SF | NEW P.C. CONCRETE SIDEWALKS, 6 INCH THICKNESS | 13 | 1300 | CLMC690 | 2018 Waterline On-Call Services - IDIQ
432SR-4 | 685 | SF | RECONSTRUCT CONCRETE SIDEWALKS TO 4 INCH THICKNESS, INCLUDING REMOVAL OF EXISTING SIDEWALK | 12 | 8220 | CLMC671 | Burleson Road Pressure Conversion Phase 1
432SR-4 | 250 | SF | RECONSTRUCT CONCRETE SIDEWALKS TO 4 INCH THICKNESS, INCLUDING REMOVAL OF EXISTING SIDEWALK | 14.5 | 3625 | CLMC690 | 2018 Waterline On-Call Services - IDIQ
432SR-6 | 150 | SF | RECONSTRUCT CONCRETE SIDEWALKS TO 6 INCH THICKNESS, INCLUDING REMOVAL OF EXISTING SIDEWALK | 20 | 3000 | CLMC690 | 2018 Waterline On-Call Services - IDIQ
432S-RP-1 | 8 | EA | P.C. SIDEWALK CURB RAMP WITH PAVERS (TYPE I) | 1800 | 14400 | CLMC575 | Waller Creek District - Sabine St. Promenade
432S-RP-1 | 1 | EA | P.C. SIDEWALK CURB RAMP WITH PAVERS (TYPE I) | 1500 | 1500 | CLMC672 | Northern Walnut Creek Hike & Bike PH 1A
432S-RP-1 | 4 | EA | P.C. SIDEWALK CURB RAMP WITH PAVERS (TYPE I) | 1500 | 6000 | CLMC677 | Upper Boggy Creek Trail Phase 1
432S-RP-1 | 2 | EA | P.C. SIDEWALK CURB RAMP WITH PAVERS (TYPE I) | 2000 | 4000 | CLMC690 | 2018 Waterline On-Call Services - IDIQ
432S-RP-1A | 2 | EA | P.C. SIDEWALK CURB RAMP WITH PAVERS (TYPE IA) | 2000 | 4000 | CLMC690 | 2018 Waterline On-Call Services - IDIQ
432S-RP-1B | 2 | EA | P.C. SIDEWALK CURB RAMP WITH PAVERS (TYPE IB) | 2000 | 4000 | CLMC690 | 2018 Waterline On-Call Services - IDIQ
433S-A | 250 | SF | TYPE I P.C. CONCRETE DRIVEWAY | 18 | 4500 | CLMC690 | 2018 Waterline On-Call Services - IDIQ
433S-B | 250 | SF | FLARED TYPE I P.C. CONCRETE DRIVEWAY | 18 | 4500 | CLMC690 | 2018 Waterline On-Call Services - IDIQ
433S-C | 5540 | SF | TYPE II P.C. CONCRETE DRIVEWAY | 12 | 66480 | CLMC575 | Waller Creek District - Sabine St. Promenade
433S-C | 235 | SF | TYPE II P.C. CONCRETE DRIVEWAY | 9 | 2115 | CLMC653 | East Austin Wastewater Line Improvements
433S-C | 1295 | SF | TYPE II P.C. CONCRETE DRIVEWAY | 7 | 9065 | CLMC624A | Four Points Center Force Main Improvements Rebid
433S-C | 250 | SF | TYPE II P.C. CONCRETE DRIVEWAY | 18 | 4500 | CLMC690 | 2018 Waterline On-Call Services - IDIQ
434S | 100 | SF | 4 INCH P.C. CONCRETE MEDIANS AND ISLAND | 12 | 1200 | CLMC653 | East Austin Wastewater Line Improvements
434S | 174 | SF | 6 inch P.C. Concrete Medians and Islands | 22 | 3828 | CLMC671 | Burleson Road Pressure Conversion Phase 1
437S-A | 20 | EA | PAVER FRAME AND GRATE | 3800 | 76000 | CLMC575 | Waller Creek District - Sabine St. Promenade
439S | 50 | EA | PARKING LOT BUMPER CURBS | 54.03 | 2701.5 | CLMC667 | Onion Creek Metro Park Development (ROCIP)
480S-NS-60 | 12465 | EA | CONCRETE PAVER UNITS FOR SIDEWALS, 60MM | 12 | 149580 | CLMC575 | Waller Creek District - Sabine St. Promenade
480S-SAP-3 | 16 | EA | STREETSCAPE BICYCLE RACK | 900 | 14400 | CLMC575 | Waller Creek District - Sabine St. Promenade
480S-SAP-4 | 8 | EA | STREETSCAPE TRASH RECEPTACLE | 2400 | 19200 | CLMC575 | Waller Creek District - Sabine St. Promenade
501S-36 | 128 | LF | Jacking or Boring 36" Pipe, ASTM 134 | 700 | 89600 | CLMC671 | Burleson Road Pressure Conversion Phase 1
504S-1RM | 10 | EA | REPOSITIONING & ADJUSTING WATER METERS | 1000 | 10000 | CLMC690 | 2018 Waterline On-Call Services - IDIQ
504S-1WM | 20 | EA | ADJUSTING WATER METERS | 250 | 5000 | CLMC690 | 2018 Waterline On-Call Services - IDIQ
504S-3G | 1 | EA | ADJUSTING GAS VALVE BOXES TO GRADE | 650 | 650 | CLMC575 | Waller Creek District - Sabine St. Promenade
504S-3W | 10 | EA | ADJUSTING WATER VALVE BOXES TO GRADE | 450 | 4500 | CLMC575 | Waller Creek District - Sabine St. Promenade
504S-3W | 20 | EA | ADJUSTING WATER VALVE BOXES TO GRADE | 500 | 10000 | CLMC690 | 2018 Waterline On-Call Services - IDIQ
505S-B | 18 | LF | ENCASEMENT PIPE 16 DIA., TYPE PVC. | 110 | 1980 | CLMC653 | East Austin Wastewater Line Improvements
505S-B | 10 | LF | ENCASEMENT PIPE 24” DIA., TYPE STEEL (3/8” THICK WITH END SEALS & CASING SPACERS) | 129 | 1290 | CLMC624A | Four Points Center Force Main Improvements Rebid
505S-B36 | 42 | LF | Encasement Pipe 36" Diameter, 1/2 inch Thick Steel | 250 | 10500 | CLMC671 | Burleson Road Pressure Conversion Phase 1
505S-B42 | 24 | LF | Encasement Pipe 42" Diameter, 1/2 inch Thick Steel | 300 | 7200 | CLMC671 | Burleson Road Pressure Conversion Phase 1
506EDM-WA1 | 10 | VF | EXTRA DEPTH OF MANHOLE, 48 INCH DIA., COMPLETE AND IN PLACE | 700 | 7000 | CLMC690 | 2018 Waterline On-Call Services - IDIQ
506EDM-WA2 | 10 | VF | EXTRA DEPTH OF MANHOLE, 60 INCH DIA., COMPLETE AND IN PLACE | 800 | 8000 | CLMC690 | 2018 Waterline On-Call Services - IDIQ
506EDM-WA3 | 5 | VF | EXTRA DEPTH OF MANHOLE, 72 INCH DIA., COMPLETE AND IN PLACE | 1000 | 5000 | CLMC690 | 2018 Waterline On-Call Services - IDIQ
506M1-WA1 | 2 | EA | STANDARD PRECAST MANHOLE W/CIP BASE INSTALLED OVER WATERLINE ACCESS MANWAY, 48 INCH DIA., 0 FEET TO 8 FEET IN DEPTH, COMPLETE AND IN PLACE | 5500 | 11000 | CLMC690 | 2018 Waterline On-Call Services - IDIQ
506M1-WA2 | 2 | EA | STANDARD PRECAST MANHOLE W/CIP BASE INSTALLED OVER WATERLINE ACCESS MANWAY, 60 INCH DIA., 0 FEET TO 8 FEET IN DEPTH, COMPLETE AND IN PLACE | 6500 | 13000 | CLMC690 | 2018 Waterline On-Call Services - IDIQ
506M1-WA3 | 1 | EA | STANDARD PRECAST MANHOLE W/CIP BASE INSTALLED OVER WATERLINE ACCESS MANWAY, 72 INCH DIA., 0 FEET TO 8 FEET IN DEPTH, COMPLETE AND IN PLACE | 8000 | 8000 | CLMC690 | 2018 Waterline On-Call Services - IDIQ
506S AB | 8 | EA | ABANDONMENT OF EXISTING MANHOLES | 2500 | 20000 | CLMC653 | East Austin Wastewater Line Improvements
506S B | 1 | EA | BOX MANHOLE 6 FT. X 6 FT. | 7500 | 7500 | CLMC653 | East Austin Wastewater Line Improvements
506S D | 6 | EA | DROP MANHOLE W/PRE-CAST BASE, 4" DIA. | 4500 | 27000 | CLMC653 | East Austin Wastewater Line Improvements
506S M4 | 36 | EA | STANDARD PRE-CAST MANHOLE W PRE-CAST BASE, 4" DIA | 4000 | 144000 | CLMC653 | East Austin Wastewater Line Improvements
506S M5 | 1 | EA | STANDARD PRE-CAST MANHOLE W PRE-CAST BASE, 5" DIA | 6000 | 6000 | CLMC653 | East Austin Wastewater Line Improvements
506S-4 | 19 | EA | MINOR MANHOLE HEIGHT ADJUSTMENT ALL DIA | 400 | 7600 | CLMC575 | Waller Creek District - Sabine St. Promenade
506S-CN | 9 | EA | CONNECTION TO EXISTING WASTEWATER MANHOLE | 1200 | 10800 | CLMC653 | East Austin Wastewater Line Improvements
506S-CN | 1 | EA | CONNECTION TO EXISTING WASTEWATER MANHOLE | 2830 | 2830 | CLMC624A | Four Points Center Force Main Improvements Rebid
506S-D4 | 1 | EA | Drop Manhole w/Pre-cast Base, 4 ft. Dia. | 6600 | 6600 | CLMC677 | Upper Boggy Creek Trail Phase 1
506S-EDM | 175 | VF | EXTRA DEPTH OF MANHOLE 4' DIAMETER | 400 | 70000 | CLMC653 | East Austin Wastewater Line Improvements
508S-E | 1 | EA | ENERGY DISSIPATOR, 12 IN. DIAMETER D50 STONE RIPRAP | 23692.27 | 23692.27 | CLMC667 | Onion Creek Metro Park Development (ROCIP)
508S-H | 1 | EA | HEADWALL, CONCRETE WITH STONE VENEER, 30 IN. DIAMETER PIPE | 87055.37 | 87055.37 | CLMC667 | Onion Creek Metro Park Development (ROCIP)
508S-H-12 | 2 | EA | Headwalls, 12. in. dia. Pipe | 2000 | 4000 | CLMC680 | Slaughter Crk Watershed-Sendera & Circle C Pond Rehab
508S-H-12 | 2 | EA | Headwalls, 12. in. dia. Pipe | 2000 | 4000 | CLMC680 | Slaughter Crk Watershed-Sendera & Circle C Pond Rehab
508S-H-12 | 16 | EA | Headwalls, 12. in. dia. Pipe | 1700 | 27200 | CLMC677 | Upper Boggy Creek Trail Phase 1
508S-H-24 | 1 | EA | Headwalls, 24 in. dia. Pipe | 2500 | 2500 | CLMC680 | Slaughter Crk Watershed-Sendera & Circle C Pond Rehab
508S-H-42 | 1 | EA | Headwalls, Type Vertical at Prop Stone Creek Bank Stabilization Wall, 42 In. Dia. Pipe | 11000 | 11000 | CLMC677 | Upper Boggy Creek Trail Phase 1
508S-H-6 | 1 | EA | Headwalls, 6 in. dia. pipe | 1500 | 1500 | CLMC680 | Slaughter Crk Watershed-Sendera & Circle C Pond Rehab
508S-I10S | 2 | EA | Inlet, Standard 10 Ft. Curb Inlet | 5400 | 10800 | CLMC677 | Upper Boggy Creek Trail Phase 1
508S-IG 2x2 | 1 | EA | Inlet, Grated – 2x2 | 2400 | 2400 | CLMC677 | Upper Boggy Creek Trail Phase 1
508S-SET18 | 1 | EA | SAFETY END TREATMENT, TYPE II SIZE 18 INCH | 1800 | 1800 | CLMC672 | Northern Walnut Creek Hike & Bike PH 1A
508S-SET24 | 1 | EA | SAFETY END TREATMENT, TYPE II SIZE 24 INCH | 2400 | 2400 | CLMC672 | Northern Walnut Creek Hike & Bike PH 1A
509S-1 | 7419 | LF | TRENCH EXCAVATION SAFETY PROTECTIVE SYSTEMS (ALL DEPTHS) | 3 | 22257 | CLMC653 | East Austin Wastewater Line Improvements
509S-1 | 1000 | LF | TRENCH EXCAVATION SAFETY PROTECTIVE SYSTEMS (ALL DEPTHS) | 3.6 | 3600 | CLMC667 | Onion Creek Metro Park Development (ROCIP)
509S-1 | 2329 | LF | TRENCH EXCAVATION SAFETY PROTECTIVE SYSTEMS (ALL DEPTHS) | 1 | 2329 | CLMC624A | Four Points Center Force Main Improvements Rebid
509S-1 | 1100 | LF | TRENCH EXCAVATION SAFETY PROTECTIVE SYSTEMS (ALL DEPTHS) | 1 | 1100 | CLMC677 | Upper Boggy Creek Trail Phase 1
509S-1 | 9654 | LF | TRENCH EXCAVATION SAFETY PROTECTIVE SYSTEMS (ALL DEPTHS) | 1 | 9654 | CLMC671 | Burleson Road Pressure Conversion Phase 1
509S-1 | 1000 | LF | TRENCH EXCAVATION SAFETY PROTECTIVE SYSTEMS (ALL DEPTHS) | 5 | 5000 | CLMC690 | 2018 Waterline On-Call Services - IDIQ
509S-1W | 2030 | LF | TRENCH EXCAVATION SAFETY PROTECTIVE SYSTEMS (ALL DEPTHS) | 2 | 4060 | CLMC575 | Waller Creek District - Sabine St. Promenade
510- ASD18Dia | 20 | LF | PIPE, 18" DIA., CLASS III RCP, (ALL DEPTHS) INCLUDING EXCAVATION AND BACKFILL | 100 | 2000 | CLMC672 | Northern Walnut Creek Hike & Bike PH 1A
510- ASD24Dia | 18 | LF | PIPE, 24" DIA., CLASS III RCP, (ALL DEPTHS) INCLUDING EXCAVATION AND BACKFILL | 125 | 2250 | CLMC672 | Northern Walnut Creek Hike & Bike PH 1A
510-AR24 | 3334 | LF | Pipe, 24" Diameter Ductile Iron Reclaimed Water Main (all depths), including Excavation and Backfill | 147 | 490098 | CLMC671 | Burleson Road Pressure Conversion Phase 1
510-AR30 | 2085 | LF | Pipe, 30" Diameter Ductile Iron Reclaimed Water Main (all depths), including Excavation and Backfill | 199 | 414915 | CLMC671 | Burleson Road Pressure Conversion Phase 1
510-AR36 | 1380 | LF | Pipe, 36" Diameter Ductile Iron Reclaimed Water Main (all depths), including Excavation and Backfill | 262 | 361560 | CLMC671 | Burleson Road Pressure Conversion Phase 1
510-AR-4"DIA. | 7 | LF | PIPE, 4" DIAMETER, CLASS 350 DUCTILE IRON (ALL DEPTHS), INCLUDING EXCAVATION AND BACKFILL | 46.6 | 326.2 | CLMC667 | Onion Creek Metro Park Development (ROCIP)
510ARRJ24 | 1211 | LF | Factory Restrained Joint Pipe, 24" Diameter, Class 250 Ductile Iron, (all depths) including Excavation and Backfill | 180 | 217980 | CLMC671 | Burleson Road Pressure Conversion Phase 1
510-ARRJ30 | 1013 | LF | Factory Restrained Joint Pipe, 30" Diameter, Class 250 Ductile Iron, (all depths) including Excavation and Backfill | 250 | 253250 | CLMC671 | Burleson Road Pressure Conversion Phase 1
510-ARRJ36 | 780 | LF | Factory Restrained Joint Pipe, 36" Diameter, Class 250 Ductile Iron, (all depths) including Excavation and Backfill | 320 | 249600 | CLMC671 | Burleson Road Pressure Conversion Phase 1
510-ASD-12 | 408 | LF | Pipe, 12” Dia. RCP (All Depths), Including Excavation And Backfill | 70 | 28560 | CLMC677 | Upper Boggy Creek Trail Phase 1
510-ASD-18 | 42 | LF | Pipe, 18” Dia. RCP (All Depths), Including Excavation And Backfill | 130 | 5460 | CLMC677 | Upper Boggy Creek Trail Phase 1
510-ASD-24 | 16 | LF | Pipe, 24” Dia. RCP (All Depths), Including Excavation And Backfill | 150 | 2400 | CLMC677 | Upper Boggy Creek Trail Phase 1
510-AW 2 DIA. | 235 | LF | PIPE, 2' DIA. AWWA C901 PE SDR-9 (ALL DEPTHS), INCLUDING EXCAVATION AND BACKFILL | 55 | 12925 | CLMC653 | East Austin Wastewater Line Improvements
510-AW 2 DIA. | 874 | LF | PIPE, 2' DIA. AWWA C901 PE SDR-9 (ALL DEPTHS), INCLUDING EXCAVATION AND BACKFILL | 30.4 | 26569.6 | CLMC667 | Onion Creek Metro Park Development (ROCIP)
510-AW 6 DIA. | 80 | LF | PIPE, 6" DIA. AWWA C900 DR14 (ALL DEPTHS), INCLUDING EXCAVATION AND BACKFILL | 120 | 9600 | CLMC653 | East Austin Wastewater Line Improvements
510-AW 8 DIA. | 915 | LF | PIPE, 8" DIA. AWWA C900 DR14 (ALL DEPTHS), INCLUDING EXCAVATION AND BACKFILL | 75 | 68625 | CLMC653 | East Austin Wastewater Line Improvements
510-AW 8 DIA. | 1166 | LF | PIPE, 8" DIAMETER, CLASS 350 DUCTILE IRON (ALL DEPTHS), INCLUDING EXCAVATION AND BACKFILL | 72.77 | 84849.82 | CLMC667 | Onion Creek Metro Park Development (ROCIP)
510-AW1"DIA. | 126 | LF | PIPE 1" DIA. PVC C-900 Type (all depths), INCLUDING EXCAVATION AND BACKFILL | 61.38 | 7733.88 | CLMC667 | Onion Creek Metro Park Development (ROCIP)
510-AW1.5 | 50 | LF | PIPE, 1.5-INCH DIA. COPPER (ALL DEPTHS), INCLUDING EXCAVATION AND BACKFILL | 75 | 3750 | CLMC575 | Waller Creek District - Sabine St. Promenade
510-AW12-PVC | 75 | LF | PIPE, 12-IN DIA. PVC, ALL DEPTHS | 100 | 7500 | CLMC690 | 2018 Waterline On-Call Services - IDIQ
510-AW16-DI | 75 | LF | PIPE, 16-IN DIA. DUCTILE IRON, ALL DEPTHS | 150 | 11250 | CLMC690 | 2018 Waterline On-Call Services - IDIQ
510-AW20-DI | 50 | LF | PIPE, 20-IN DIA. DUCTILE IRON, ALL DEPTHS | 175 | 8750 | CLMC690 | 2018 Waterline On-Call Services - IDIQ
510-AW24-DI | 50 | LF | PIPE 24-IN. DIA. DUCTILE IRON, ALL DEPTHS | 200 | 10000 | CLMC690 | 2018 Waterline On-Call Services - IDIQ
510-AW2-HDPE | 250 | LF | PIPE, 2-IN DIA. HDPE (SERVICE PIPE), ALL DEPTHS | 30 | 7500 | CLMC690 | 2018 Waterline On-Call Services - IDIQ
510-AW4-PVC | 100 | LF | PIPE, 4-IN DIA. PVC, ALL DEPTHS | 35 | 3500 | CLMC690 | 2018 Waterline On-Call Services - IDIQ
510-AW6 | 70 | LF | PIPE, 6-INCH DIA. DUCTILE IRON (ALL DEPTHS), INCLUDING EXCAVATION AND BACKFILL | 85 | 5950 | CLMC575 | Waller Creek District - Sabine St. Promenade
510-AW6-PVC | 100 | LF | PIPE, 6-IN DIA. PVC, ALL DEPTHS | 80 | 8000 | CLMC690 | 2018 Waterline On-Call Services - IDIQ
510-AW8-PVC | 100 | LF | PIPE, 8-IN DIA. PVC, ALL DEPTHS | 90 | 9000 | CLMC690 | 2018 Waterline On-Call Services - IDIQ
510-AWRJ 6 DIA. | 50 | LF | FACTORY RESTRAINED JOINT PIPE, FOR FH LEADS 6" DIA. CLASS 350 DUCTILE IRON, (ALL DEPTHS) INCLUDING EXCAVATION AND BACKFILL | 145 | 7250 | CLMC653 | East Austin Wastewater Line Improvements
510-AWW 6 DIA. | 1295 | LF | PIPE, 6" DIA. ASTM D3034 SDR26 PVC (ALL DEPTHS), INCLUDING EXCAVATION AND BACKFILL | 75 | 97125 | CLMC653 | East Austin Wastewater Line Improvements
510-AWW 8 DIA. | 5159 | LF | PIPE, 8" DIA. ASTM D3034 SDR26 PVC (ALL DEPTHS), INCLUDING EXCAVATION AND BACKFILL | 65 | 335335 | CLMC653 | East Austin Wastewater Line Improvements
510-AWW- 12”DIA. | 2197 | LF | PIPE 12” DIA. D.I. CL. 350 TYPE (ALL DEPTHS) INCLUDING EXCAVATIONS AND BACKFILL | 139 | 305383 | CLMC624A | Four Points Center Force Main Improvements Rebid
510-AWW- 8” DIA. | 10 | LF | PIPE 8” DIA. D.I.CL. 350 TYPE (ALL DEPTHS) INCLUDING EXCAVATIONS AND BACKFILL | 131 | 1310 | CLMC624A | Four Points Center Force Main Improvements Rebid
510-AWW-12 | 50 | LF | 12-Inch PVC Pipe | 40 | 2000 | CLMC680 | Slaughter Crk Watershed-Sendera & Circle C Pond Rehab
510-AWW-12 | 65 | LF | 12-Inch PVC Pipe | 40 | 2600 | CLMC680 | Slaughter Crk Watershed-Sendera & Circle C Pond Rehab
510-AWW-6 | 500 | LF | Pipe, 6" Dia. SDR-26 (All Depths) Including excavation and backfill | 40 | 20000 | CLMC677 | Upper Boggy Creek Trail Phase 1
510-BR-1.5D | 2 | EA | Connecting New 1.5" Reclaimed Water Double Service including Meter Box per Plans and Detail 520S-9R | 9000 | 18000 | CLMC671 | Burleson Road Pressure Conversion Phase 1
510-BR-2 | 20 | EA | Connecting New 2" Reclaimed Water Single Service with No Bypass including Meter Box per Plans and Detail 520S-13R | 9200 | 184000 | CLMC671 | Burleson Road Pressure Conversion Phase 1
510-BW 2X1 DIA. | 15 | EA | CONNECTING NEW 2" WATER SERVIXE TO EXISTING PRIVATE SERVICE (2 DIA. NEW SERVICE TO 1 DIA. PRIVATE SERVICE) | 1200 | 18000 | CLMC653 | East Austin Wastewater Line Improvements
510-BWW6X6D | 7 | EA | CONNECTING NEW 6" SERVICE TO EXISTING PRIVATE SERVICE (6" DIA. NEW SERVICE TO 6" DIA. PRIVATE SERVICE) (DOUBLE SERVICE) (COMPLETE-IN-PLACE MEETING EXISTING CONDITIONS) | 1800 | 12600 | CLMC653 | East Austin Wastewater Line Improvements
510-BWW6X6S | 42 | EA | CONNECTING NEW 6" SERVICE TO EXISTING PRIVATE SERVICE (6" DIA. NEW SERVICE TO 6 DIA. PRIVATE SERVICE) (SINGLE SERVICE) (COMPLETE-IN-PLACE MEETING EXISTING CONDITIONS) | 1600 | 67200 | CLMC653 | East Austin Wastewater Line Improvements
510-BWW8X8 | 9 | EA | CONNECTING NEW 8" SERVICE TO EXISTING PRIVATE SERVICE (8" DIA. NEW SERVICE TO 8" DIA. PRIVATE SERVICE) | 1800 | 16200 | CLMC653 | East Austin Wastewater Line Improvements
510-IW: 12" X 2" DIA | 2 | EA | PRESSURE TAPS, 12" DIAMETER X 2" DIAMETER | 2359.5 | 4719 | CLMC667 | Onion Creek Metro Park Development (ROCIP)
510-IW2X12 | 2 | EA | PRESSURE TAPS, 2-IN DIA X 12-IN DIA | 2400 | 4800 | CLMC690 | 2018 Waterline On-Call Services - IDIQ
510-IW2X16 | 2 | EA | PRESSURE TAPS, 2-IN DIA X 16-IN DIA | 2500 | 5000 | CLMC690 | 2018 Waterline On-Call Services - IDIQ
510-IW2X20 | 2 | EA | PRESSURE TAPS, 2-IN DIA X 20-IN DIA | 2600 | 5200 | CLMC690 | 2018 Waterline On-Call Services - IDIQ
510-IW2X24 | 2 | EA | PRESSURE TAPS, 2-IN DIA X 24-IN DIA | 3000 | 6000 | CLMC690 | 2018 Waterline On-Call Services - IDIQ
510-IW2X24-CSC | 2 | EA | PRESSURE TAPS, 2-IN DIA X 24-IN DIA, CSC PIPE | 3000 | 6000 | CLMC690 | 2018 Waterline On-Call Services - IDIQ
510-IW2X30-CSC | 1 | EA | PRESSURE TAPS, 2-IN DIA X 30-IN DIA, CSC PIPE | 3400 | 3400 | CLMC690 | 2018 Waterline On-Call Services - IDIQ
510-IW2X36 | 1 | EA | PRESSURE TAPS, 2-IN DIA X 36-IN DIA | 3500 | 3500 | CLMC690 | 2018 Waterline On-Call Services - IDIQ
510-IW2X36-CSC | 1 | EA | PRESSURE TAPS, 2-IN DIA X 36-IN DIA, CSC PIPE | 3900 | 3900 | CLMC690 | 2018 Waterline On-Call Services - IDIQ
510-IW2X48-CSC | 1 | EA | PRESSURE TAPS, 2-IN DIA X 48-IN DIA, CSC PIPE | 5000 | 5000 | CLMC690 | 2018 Waterline On-Call Services - IDIQ
510-IW2X6 | 2 | EA | PRESSURE TAPS, 2-IN DIA X 6-IN DIA | 2200 | 4400 | CLMC690 | 2018 Waterline On-Call Services - IDIQ
510-IW2X60-CSC | 1 | EA | PRESSURE TAPS, 2-IN DIA X 60-IN DIA, CSC PIPE | 5500 | 5500 | CLMC690 | 2018 Waterline On-Call Services - IDIQ
510-IW2X8 | 2 | EA | PRESSURE TAPS, 2-IN DIA X 8-IN DIA | 2200 | 4400 | CLMC690 | 2018 Waterline On-Call Services - IDIQ
510-IW6-6X30-CSC | 1 | EA | PRESSURE TAPS, 6-IN DIA X 30-IN DIA, CSC PIPE | 9000 | 9000 | CLMC690 | 2018 Waterline On-Call Services - IDIQ
510-IW6X12 | 1 | EA | PRESSURE TAPS, 6-IN DIA X 12-IN DIA | 7500 | 7500 | CLMC690 | 2018 Waterline On-Call Services - IDIQ
510-IW6X16 | 1 | EA | PRESSURE TAPS, 6-IN DIA X 16-IN DIA | 7500 | 7500 | CLMC690 | 2018 Waterline On-Call Services - IDIQ
510-IW6X24 | 1 | EA | PRESSURE TAPS, 6-IN DIA X 24-IN DIA | 18500 | 18500 | CLMC690 | 2018 Waterline On-Call Services - IDIQ
510-IW6X24-CSC | 1 | EA | PRESSURE TAPS, 6-IN DIA X 24-IN DIA, CSC PIPE | 8600 | 8600 | CLMC690 | 2018 Waterline On-Call Services - IDIQ
510-IW6X36 | 1 | EA | PRESSURE TAPS, 6-IN DIA X 36-IN DIA | 23000 | 23000 | CLMC690 | 2018 Waterline On-Call Services - IDIQ
510-IW6X36-CSC | 1 | EA | PRESSURE TAPS, 6-IN DIA X 36-IN DIA, CSC PIPE | 10000 | 10000 | CLMC690 | 2018 Waterline On-Call Services - IDIQ
510-IW6X48-CSC | 1 | EA | PRESSURE TAPS, 6-IN DIA X 48-IN DIA, CSC PIPE | 11000 | 11000 | CLMC690 | 2018 Waterline On-Call Services - IDIQ
510-IW6X60-CSC | 1 | EA | PRESSURE TAPS, 6-IN DIA X 60-IN DIA, CSC PIPE | 12000 | 12000 | CLMC690 | 2018 Waterline On-Call Services - IDIQ
510-IW6X8 | 1 | EA | PRESSURE TAPS, 6-IN DIA X 8-IN DIA | 6000 | 6000 | CLMC690 | 2018 Waterline On-Call Services - IDIQ
510-JR- 12X12 | 3 | EA | WET CONNECTIONS 12” DIA. X 12”. | 5000 | 15000 | CLMC624A | Four Points Center Force Main Improvements Rebid
510-JR24X24 | 1 | EA | Wet Connections 24" Diameter x 24" Diameter | 4000 | 4000 | CLMC671 | Burleson Road Pressure Conversion Phase 1
510-JR36X36 | 3 | EA | Wet Connections 36" Diameter x 36" Diameter | 14000 | 42000 | CLMC671 | Burleson Road Pressure Conversion Phase 1
510-JW | 1 | EA | WET CONNECTIONS, 8" DIA. X 8" DIA. | 3400 | 3400 | CLMC653 | East Austin Wastewater Line Improvements
510-JW 8X6 DIA. | 2 | EA | WET CONNECTIONS, 8" DIA. X 6" DIA. | 3200 | 6400 | CLMC653 | East Austin Wastewater Line Improvements
510-JW12X12 | 1 | EA | WET CONNECTIONS, 12-IN DIA X 12-IN DIA, DI OR PVC TYPE PIPE | 2000 | 2000 | CLMC690 | 2018 Waterline On-Call Services - IDIQ
510-JW12X6 | 1 | EA | WET CONNECTIONS, 12-IN DIA X 6-IN DIA, CUT-IN TEE ON DI OR PVC TYPE PIPE | 1500 | 1500 | CLMC690 | 2018 Waterline On-Call Services - IDIQ
510-JW16X16 | 1 | EA | WET CONNECTIONS, 16-IN DIA X 16-IN DIA, DI OR PVC TYPE PIPE | 3000 | 3000 | CLMC690 | 2018 Waterline On-Call Services - IDIQ
510-JW16X6 | 1 | EA | WET CONNECTIONS, 16-IN DIA X 6-IN DIA, CUT-IN TEE ON DI OR PVC TYPE PIPE | 2000 | 2000 | CLMC690 | 2018 Waterline On-Call Services - IDIQ
510-JW20X20 | 1 | EA | WET CONNECTIONS, 20-IN DIA X 20-IN DIA, DI TYPE PIPE | 3500 | 3500 | CLMC690 | 2018 Waterline On-Call Services - IDIQ
510-JW20X6 | 1 | EA | WET CONNECTIONS, 20-IN DIA X 6-IN DIA, CUT-IN TEE ON DI OR PVC TYPE PIPE | 2500 | 2500 | CLMC690 | 2018 Waterline On-Call Services - IDIQ
510-JW24X24 | 1 | EA | WET CONNECTIONS, 24-IN DIA X 24-IN DIA, DI TYPE PIPE | 5000 | 5000 | CLMC690 | 2018 Waterline On-Call Services - IDIQ
510-JW24X6 | 1 | EA | WET CONNECTIONS, 24-IN DIA X 6-IN DIA, CUT-IN TEE ON DI OR PVC TYPE PIPE | 3000 | 3000 | CLMC690 | 2018 Waterline On-Call Services - IDIQ
510-JW30X30 | 1 | EA | WET CONNECTIONS, 30-IN DIA X 30-IN DIA, DI TYPE PIPE | 7000 | 7000 | CLMC690 | 2018 Waterline On-Call Services - IDIQ
510-JW36X36 | 1 | EA | WET CONNECTIONS, 36-IN DIA X 36-IN DIA, DI TYPE PIPE | 10000 | 10000 | CLMC690 | 2018 Waterline On-Call Services - IDIQ
510-JW42X42 | 1 | EA | WET CONNECTIONS, 42-IN DIA X 42-IN DIA, DI TYPE PIPE | 16000 | 16000 | CLMC690 | 2018 Waterline On-Call Services - IDIQ
510-JW48X48 | 1 | EA | WET CONNECTIONS, 48-IN DIA X 48-IN DIA, DI TYPE PIPE | 21000 | 21000 | CLMC690 | 2018 Waterline On-Call Services - IDIQ
510-JW54X54 | 1 | EA | WET CONNECTIONS, 54-IN DIA X 54-IN DIA, DI TYPE PIPE | 26000 | 26000 | CLMC690 | 2018 Waterline On-Call Services - IDIQ
510-JW6X6 | 1 | EA | WET CONNECTIONS, 6-IN DIA X 6-IN DIA, DI OR PVC TYPE PIPE | 1000 | 1000 | CLMC690 | 2018 Waterline On-Call Services - IDIQ
510-JW8X6 | 1 | EA | WET CONNECTIONS, 8-IN DIA X 6-IN DIA, CUT-IN TEE ON DI OR PVC TYPE PIPE | 1200 | 1200 | CLMC690 | 2018 Waterline On-Call Services - IDIQ
510-JW8X8 | 1 | EA | WET CONNECTIONS, 8-IN DIA X 8-IN DIA, DI OR PVC TYPE PIPE | 1250 | 1250 | CLMC690 | 2018 Waterline On-Call Services - IDIQ
510-KR | 12 | Ton | Ductile Iron Fittings | 15000 | 180000 | CLMC671 | Burleson Road Pressure Conversion Phase 1
510-KW | 0.5 | TON | DUCTILE IRON FITTINGS | 8500 | 4250 | CLMC575 | Waller Creek District - Sabine St. Promenade
510-KW | 1 | TON | DUCTILE IRON FITTINGS | 8500 | 8500 | CLMC653 | East Austin Wastewater Line Improvements
510-KW | 0.5 | TON | DUCTILE IRON FITTINGS | 1801.15 | 900.575 | CLMC667 | Onion Creek Metro Park Development (ROCIP)
510-KW | 5 | TON | DUCTILE IRON FITTINGS | 11000 | 55000 | CLMC690 | 2018 Waterline On-Call Services - IDIQ
510-KWW | 4.5 | TON | DUCTILE IRON FITTINGS | 500 | 2250 | CLMC624A | Four Points Center Force Main Improvements Rebid
511S-6A | 2 | EA | VALVES, RESILIENT SEATED GATE 6" DIAMETER | 2700 | 5400 | CLMC653 | East Austin Wastewater Line Improvements
511S-8A | 3 | EA | VALVES, RESILIENT SEATED GATE 8" DIAMETER | 3500 | 10500 | CLMC653 | East Austin Wastewater Line Improvements
511S-A-12 | 1 | EA | VALVES, R.S. GATE VALVE TYPE, 12” DIAMETER | 2700 | 2700 | CLMC624A | Four Points Center Force Main Improvements Rebid
511S-A2 | 1 | EA | VALVES, BALL VALVE, 2" DIAMETER | 1137.12 | 1137.12 | CLMC667 | Onion Creek Metro Park Development (ROCIP)
511S-A24 | 4 | EA | Valves, Gate Valve, 24" Diameter | 25000 | 100000 | CLMC671 | Burleson Road Pressure Conversion Phase 1
511S-A30 | 3 | EA | Valves, Gate Valve, 30" Diameter | 40000 | 120000 | CLMC671 | Burleson Road Pressure Conversion Phase 1
511S-A6 | 3 | EA | VALVES, GATE TYPE, 6-INCH DIA. | 1800 | 5400 | CLMC575 | Waller Creek District - Sabine St. Promenade
511S-A6 | 17 | EA | VALVES, GATE TYPE, 6-INCH DIA. | 1500 | 25500 | CLMC671 | Burleson Road Pressure Conversion Phase 1
511S-A8 | 2 | EA | VALVES, GATE VALVE, 8" DIAMETER | 2156.57 | 4313.14 | CLMC667 | Onion Creek Metro Park Development (ROCIP)
511S-A8 | 3 | EA | VALVES, GATE VALVE, 8" DIAMETER | 1800 | 5400 | CLMC624A | Four Points Center Force Main Improvements Rebid
511S-AR36 | 1 | EA | Valves, Gate Valve, 36" Diameter | 52000 | 52000 | CLMC671 | Burleson Road Pressure Conversion Phase 1
511S-B | 3 | EA | FIRE HYDRANTS (SEE STANDARD NO. 511S-17 | 5600 | 16800 | CLMC575 | Waller Creek District - Sabine St. Promenade
511S-B | 2 | EA | FIRE HYDRANTS (SEE STANDARD NO. 511S-17 | 4200 | 8400 | CLMC653 | East Austin Wastewater Line Improvements
511S-B | 3 | EA | FIRE HYDRANTS (SEE STANDARD NO. 511S-17 | 4500 | 13500 | CLMC690 | 2018 Waterline On-Call Services - IDIQ
511S-C | 2 | EA | PRESSURE OR FLOW CONTROL VALVE ASSEMBLIES | 1619.83 | 3239.66 | CLMC667 | Onion Creek Metro Park Development (ROCIP)
511S-C | 2 | EA | PRESSURE OR FLOW CONTROL VALVE ASSEMBLIES | 9848.66 | 19697.32 | CLMC667 | Onion Creek Metro Park Development (ROCIP)
511S-C | 1 | EA | PRESSURE OR FLOW CONTROL VALVE ASSEMBLIES | 12600 | 12600 | CLMC624A | Four Points Center Force Main Improvements Rebid
511S-F-1 | 2 | EA | AUTOMATIC COMBINATION AIR/VACUUM RELEASE VALVE ASSEMBLY, 1-IN DIA | 3000 | 6000 | CLMC690 | 2018 Waterline On-Call Services - IDIQ
511S-F2 | 8 | EA | AUTOMATIC COMBINATION AIR/VACUUM RELEASE VALVE ASSEMBLY, 2-IN DIA | 3000 | 24000 | CLMC671 | Burleson Road Pressure Conversion Phase 1
511S-F-2 | 2 | EA | AUTOMATIC COMBINATION AIR/VACUUM RELEASE VALVE ASSEMBLY, 2-IN DIA | 4000 | 8000 | CLMC690 | 2018 Waterline On-Call Services - IDIQ
511S-G | 15 | VF | ADDITIONAL BURY DEPTH | 300 | 4500 | CLMC690 | 2018 Waterline On-Call Services - IDIQ
511S-H | 15 | VF | FIRE HYDRANT BARREL EXTENSIONS | 800 | 12000 | CLMC690 | 2018 Waterline On-Call Services - IDIQ
551S | 493 | LF | PIPE UNDERDRAINS, 6 In. | 9.25 | 4560.25 | CLMC672 | Northern Walnut Creek Hike & Bike PH 1A
591S-B | 80 | CY | DRY ROCK RIPRAP | 140 | 11200 | CLMC680 | Slaughter Crk Watershed-Sendera & Circle C Pond Rehab
591S-B | 20 | CY | DRY ROCK RIPRAP | 150 | 3000 | CLMC680 | Slaughter Crk Watershed-Sendera & Circle C Pond Rehab
591S-B | 20 | CY | DRY ROCK RIPRAP | 150 | 3000 | CLMC680 | Slaughter Crk Watershed-Sendera & Circle C Pond Rehab
591S-B | 50 | CY | DRY ROCK RIPRAP | 140 | 7000 | CLMC680 | Slaughter Crk Watershed-Sendera & Circle C Pond Rehab
591S-B | 28 | CY | DRY ROCK RIPRAP | 145 | 4060 | CLMC672 | Northern Walnut Creek Hike & Bike PH 1A
591S-B-1.5 | 12 | CY | Dry Rock Riprap | 110 | 1320 | CLMC677 | Upper Boggy Creek Trail Phase 1
591S-B-3 | 115 | CY | Dry Rock Riprap | 120 | 13800 | CLMC677 | Upper Boggy Creek Trail Phase 1
591S-B-5 | 234 | CY | Dry Rock Riprap | 130 | 30420 | CLMC677 | Upper Boggy Creek Trail Phase 1
591S-F | 23 | SY | CONCRETE RIPRAP, 4 IN. | 63 | 1449 | CLMC672 | Northern Walnut Creek Hike & Bike PH 1A
602-A | 2500 | SY | BERMUDA BLOCK SODDING | 7 | 17500 | CLMC680 | Slaughter Crk Watershed-Sendera & Circle C Pond Rehab
602-A | 1050 | SY | BERMUDA BLOCK SODDING | 7 | 7350 | CLMC680 | Slaughter Crk Watershed-Sendera & Circle C Pond Rehab
602S-A | 35466 | SY | BERMUDA BLOCK SODDING | 3.67 | 130160.22 | CLMC667 | Onion Creek Metro Park Development (ROCIP)
602S-A | 50 | SY | BERMUDA BLOCK SODDING | 10 | 500 | CLMC671 | Burleson Road Pressure Conversion Phase 1
602S-D | 34381 | SY | GRASS SODDING | 3.96 | 136148.76 | CLMC667 | Onion Creek Metro Park Development (ROCIP)
602S-D | 250 | SY | GRASS SODDING | 6 | 1500 | CLMC690 | 2018 Waterline On-Call Services - IDIQ
604S-A | 294 | SY | NON-NATIVE SEEDING FOR EROSION CONTROL METHOD, HYDRAULIC PLANTING | 6 | 1764 | CLMC653 | East Austin Wastewater Line Improvements
604S-A | 12300 | SY | NON-NATIVE SEEDING FOR EROSION CONTROL METHOD, HYDRAULIC PLANTING | 3 | 36900 | CLMC677 | Upper Boggy Creek Trail Phase 1
604S-A | 12495 | SY | NON-NATIVE SEEDING FOR EROSION CONTROL METHOD, HYDRAULIC PLANTING | 2 | 24990 | CLMC671 | Burleson Road Pressure Conversion Phase 1
604S-A1 | 1000 | SY | NON-NATIVE SEEDING FOR EROSION CONTROL METHOD, RECYCLED MULCH | 4 | 4000 | CLMC690 | 2018 Waterline On-Call Services - IDIQ
604S-A2 | 1000 | SY | NON-NATIVE SEEDING FOR EROSION CONTROL METHOD, HAND BROADCASTED | 2 | 2000 | CLMC690 | 2018 Waterline On-Call Services - IDIQ
604S-B | 37553 | SY | NON-NATIVE SEEDING FOR EROSION CONTROL, BROADCAST SEEDING | 0.36 | 13519.08 | CLMC667 | Onion Creek Metro Park Development (ROCIP)
604S-C1 | 750 | SY | NATIVE SEEDING FOR EROSIONS CONTROL METHOD, RECYCLED MULCH | 4 | 3000 | CLMC690 | 2018 Waterline On-Call Services - IDIQ
604S-C2 | 750 | SY | NATIVE SEEDING FOR EROSIONS CONTROL METHOD, HAND BROADCASTED | 2 | 1500 | CLMC690 | 2018 Waterline On-Call Services - IDIQ
604S-D | 5807 | SY | NATIVE SEEDING FOR EROSION CONTROL METHOD, HYDRAULIC PLANTING | 1.5 | 8710.5 | CLMC672 | Northern Walnut Creek Hike & Bike PH 1A
604S-D | 7334 | SY | NATIVE SEEDING FOR EROSION CONTROL METHOD, HYDRAULIC PLANTING | 1 | 7334 | CLMC624A | Four Points Center Force Main Improvements Rebid
604S-E | 75 | SY | NATIVE SEEDING FOR EROSION CONTROL METHOD, HYDRAULIC PLANTING | 10 | 750 | CLMC677 | Upper Boggy Creek Trail Phase 1
604S-I | 37553 | SY | TOPSOIL AND SEEDBED PREPARATION | 1.68 | 63089.04 | CLMC667 | Onion Creek Metro Park Development (ROCIP)
604S-I | 5157 | SY | TOPSOIL AND SEEDBED PREPARATION | 6.5 | 33520.5 | CLMC672 | Northern Walnut Creek Hike & Bike PH 1A
605S-A | 81 | SY | SOIL RETENTION BLANKET CLASS 1; TYPE A | 2.82 | 228.42 | CLMC672 | Northern Walnut Creek Hike & Bike PH 1A
605S-A | 317 | SY | SOIL RETENTION BLANKET CLASS 2; TYPE A | 4.89 | 1550.13 | CLMC672 | Northern Walnut Creek Hike & Bike PH 1A
605S-A | 137 | SY | Soil Retention Blanket Class 2; Type H | 6 | 822 | CLMC677 | Upper Boggy Creek Trail Phase 1
605S-A1 | 250 | SY | SOIL RETENTION BLANKET, CLASS 1; TYPE B | 5 | 1250 | CLMC690 | 2018 Waterline On-Call Services - IDIQ
605S-A2 | 250 | SY | SOIL RETENTION BLANKET, CLASS 1; TYPE D | 5 | 1250 | CLMC690 | 2018 Waterline On-Call Services - IDIQ
608S-1 | 22 | EA | PLANTING TYPE BURR OAK, SIZE IN INCHES 3 | 748 | 16456 | CLMC672 | Northern Walnut Creek Hike & Bike PH 1A
608S-1 | 19 | EA | PLANTING TYPE CEDAR ELM, SIZE IN INCHES 3 | 748 | 14212 | CLMC672 | Northern Walnut Creek Hike & Bike PH 1A
608S-1 | 25 | EA | PLANTING TYPE RED BUD, SIZE IN INCHES 2 | 460 | 11500 | CLMC672 | Northern Walnut Creek Hike & Bike PH 1A
608S-1 | 7 | EA | PLANTING TYPE LACEY OAK, SIZE IN INCHES 2 | 569 | 3983 | CLMC672 | Northern Walnut Creek Hike & Bike PH 1A
608S-1 | 13 | EA | PLANTING TYPE MOUNTAIN LAUREL, SIZE IN INCHES 1.5 | 460 | 5980 | CLMC672 | Northern Walnut Creek Hike & Bike PH 1A
608S-1 | 7 | EA | PLANTING TYPE MEXICAN PLUM, SIZE IN INCHES 2 | 460 | 3220 | CLMC672 | Northern Walnut Creek Hike & Bike PH 1A
608S-1 | 10 | EA | PLANTING TYPE POSSUMHAW, SIZE IN INCHES 1.5 | 316 | 3160 | CLMC672 | Northern Walnut Creek Hike & Bike PH 1A
608S-1 | 11 | EA | PLANTING TYPE TEXAS PERSIMMON, SIZE IN INCHES 1.5 | 339 | 3729 | CLMC672 | Northern Walnut Creek Hike & Bike PH 1A
608S-1-2" | 98 | EA | SMALL SHADE TREE, 2" CALIPER | 552.35 | 54130.3 | CLMC667 | Onion Creek Metro Park Development (ROCIP)
608S-1-3" | 192 | EA | LARGE SHADE TREE, 3" CALIPER | 840.53 | 161381.76 | CLMC667 | Onion Creek Metro Park Development (ROCIP)
608S-2 | 1 | LS | Irrigation System | 55000 | 55000 | CLMC677 | Upper Boggy Creek Trail Phase 1
609S-A | 11384 | SY | TOPSOIL AND SEEDBED PREPARATION | 2.88 | 32785.92 | CLMC667 | Onion Creek Metro Park Development (ROCIP)
609S-A | 939 | SY | TOPSOIL AND SEEDBED PREPARATION | 8 | 7512 | CLMC672 | Northern Walnut Creek Hike & Bike PH 1A
609S-C | 3150 | SY | NATIVE SEEDING | 1.75 | 5512.5 | CLMC680 | Slaughter Crk Watershed-Sendera & Circle C Pond Rehab
609S-C | 1000 | SY | NATIVE SEEDING | 2.65 | 2650 | CLMC680 | Slaughter Crk Watershed-Sendera & Circle C Pond Rehab
609S-C | 1000 | SY | NATIVE SEEDING | 2.65 | 2650 | CLMC680 | Slaughter Crk Watershed-Sendera & Circle C Pond Rehab
609S-C | 1333 | SY | NATIVE SEEDING | 1.75 | 2332.75 | CLMC680 | Slaughter Crk Watershed-Sendera & Circle C Pond Rehab
609S-C | 11384 | SY | NATIVE SEEDING | 0.6 | 6830.4 | CLMC667 | Onion Creek Metro Park Development (ROCIP)
609S-C | 1166 | SY | NATIVE SEEDING | 2.82 | 3288.12 | CLMC672 | Northern Walnut Creek Hike & Bike PH 1A
609S-E | 663 | EA | ROOTED PLANTS | 38.45 | 25492.35 | CLMC667 | Onion Creek Metro Park Development (ROCIP)
609S-E | 20 | EA | ROOTED PLANTS, 1 GALLON ALL SPECIES | 10.35 | 207 | CLMC672 | Northern Walnut Creek Hike & Bike PH 1A
609S-E | 22 | EA | ROOTED PLANTS, 5 GALLON ALL SPECIES | 27.6 | 607.2 | CLMC672 | Northern Walnut Creek Hike & Bike PH 1A
609S-G | 11384 | SY | MANAGEMENT PRACTICES | 1.2 | 13660.8 | CLMC667 | Onion Creek Metro Park Development (ROCIP)
610S-A | 850 | LF | PROTECTIVE FENCING TYPE A CHAIN LINK FENCE (TYPICAL APPLICATION - HIGH DAMAGE POTENTIAL) | 8 | 6800 | CLMC653 | East Austin Wastewater Line Improvements
610S-A | 7815 | LF | PROTECTIVE FENCING TYPE A CHAIN LINK FENCE (TYPICAL APPLICATION - HIGH DAMAGE POTENTIAL) | 1.67 | 13051.05 | CLMC667 | Onion Creek Metro Park Development (ROCIP)
610S-A | 3269 | LF | PROTECTIVE FENCING TYPE A CHAIN LINK FENCE (TYPICAL APPLICATION - HIGH DAMAGE POTENTIAL) | 2.82 | 9218.58 | CLMC672 | Northern Walnut Creek Hike & Bike PH 1A
610S-A | 2347 | LF | PROTECTIVE FENCING TYPE A CHAIN LINK FENCE (TYPICAL APPLICATION - HIGH DAMAGE POTENTIAL) | 3 | 7041 | CLMC677 | Upper Boggy Creek Trail Phase 1
610S-A | 400 | LF | PROTECTIVE FENCING TYPE A CHAIN LINK FENCE (TYPICAL APPLICATION - HIGH DAMAGE POTENTIAL) | 4 | 1600 | CLMC671 | Burleson Road Pressure Conversion Phase 1
610S-A | 500 | LF | PROTECTIVE FENCING TYPE A CHAIN LINK FENCE (TYPICAL APPLICATION - HIGH DAMAGE POTENTIAL) | 5 | 2500 | CLMC690 | 2018 Waterline On-Call Services - IDIQ
610S-C | 100 | LF | PROTECTIVE FENCING TYPE C OTHER MATERIALS (LIMITED APPLICATION-MINIMAL DAMAGE POTENTIAL) | 4 | 400 | CLMC690 | 2018 Waterline On-Call Services - IDIQ
610S-E | 10 | EA | TREE TRUNK PROTECTION, WOOD PLANKING | 200 | 2000 | CLMC690 | 2018 Waterline On-Call Services - IDIQ
620S | 100 | SY | FILTER FABRIC | 5 | 500 | CLMC690 | 2018 Waterline On-Call Services - IDIQ
620S-A | 85 | SY | FILTER FABRIC | 2.7 | 229.5 | CLMC667 | Onion Creek Metro Park Development (ROCIP)
623S | 380 | SF | DRY STACK ROCK WALL | 20 | 7600 | CLMC624A | Four Points Center Force Main Improvements Rebid
623S | 820 | SF | Dry Stack Rock Wall | 30 | 24600 | CLMC677 | Upper Boggy Creek Trail Phase 1
628S-B | 1100 | LF | SEDIMENT CONTAINMENT DIKES WITH FILTER FABRIC | 12 | 13200 | CLMC653 | East Austin Wastewater Line Improvements
628S-B | 150 | LF | SEDIMENT CONTAINMENT DIKES WITH FILTER FABRIC | 15 | 2250 | CLMC653 | East Austin Wastewater Line Improvements
628S-B | 463 | LF | SEDIMENT CONTAINMENT DIKES WITH FILTER FABRIC | 7 | 3241 | CLMC624A | Four Points Center Force Main Improvements Rebid
628S-B | 100 | LF | SEDIMENT CONTAINMENT DIKES WITH FILTER FABRIC | 15 | 1500 | CLMC690 | 2018 Waterline On-Call Services - IDIQ
639S | 130 | LF | ROCK BERM | 32 | 4160 | CLMC680 | Slaughter Crk Watershed-Sendera & Circle C Pond Rehab
639S | 45 | LF | ROCK BERM | 32 | 1440 | CLMC680 | Slaughter Crk Watershed-Sendera & Circle C Pond Rehab
639S | 400 | LF | ROCK BERM | 22.81 | 9124 | CLMC667 | Onion Creek Metro Park Development (ROCIP)
639S | 30 | LF | ROCK BERM | 45 | 1350 | CLMC672 | Northern Walnut Creek Hike & Bike PH 1A
641S | 1 | EA | STABILIZED CONSTRUCTION ENTRANCE | 5000 | 5000 | CLMC680 | Slaughter Crk Watershed-Sendera & Circle C Pond Rehab
641S | 1 | EA | STABILIZED CONSTRUCTION ENTRANCE | 3000 | 3000 | CLMC680 | Slaughter Crk Watershed-Sendera & Circle C Pond Rehab
641S | 1 | EA | STABILIZED CONSTRUCTION ENTRANCE | 3000 | 3000 | CLMC680 | Slaughter Crk Watershed-Sendera & Circle C Pond Rehab
641S | 1 | EA | STABILIZED CONSTRUCTION ENTRANCE | 1500 | 1500 | CLMC680 | Slaughter Crk Watershed-Sendera & Circle C Pond Rehab
641S | 1 | EA | STABILIZED CONSTRUCTION ENTRANCE | 1200 | 1200 | CLMC653 | East Austin Wastewater Line Improvements
641S | 2 | EA | STABILIZED CONSTRUCTION ENTRANCE | 1380.88 | 2761.76 | CLMC667 | Onion Creek Metro Park Development (ROCIP)
641S | 2 | EA | STABILIZED CONSTRUCTION ENTRANCE | 1250 | 2500 | CLMC672 | Northern Walnut Creek Hike & Bike PH 1A
641S | 1 | EA | STABILIZED CONSTRUCTION ENTRANCE | 2000 | 2000 | CLMC624A | Four Points Center Force Main Improvements Rebid
641S | 6 | EA | STABILIZED CONSTRUCTION ENTRANCE | 1100 | 6600 | CLMC677 | Upper Boggy Creek Trail Phase 1
641S | 4 | EA | STABILIZED CONSTRUCTION ENTRANCE | 2000 | 8000 | CLMC671 | Burleson Road Pressure Conversion Phase 1
641S | 1 | EA | STABILIZED CONSTRUCTION ENTRANCE | 2000 | 2000 | CLMC671 | Burleson Road Pressure Conversion Phase 1
641S | 4 | EA | STABILIZED CONSTRUCTION ENTRANCE | 1250 | 5000 | CLMC690 | 2018 Waterline On-Call Services - IDIQ
642S | 500 | LF | SILT FENCE FOR EROSION CONTOL | 2.25 | 1125 | CLMC680 | Slaughter Crk Watershed-Sendera & Circle C Pond Rehab
642S | 400 | LF | SILT FENCE FOR EROSION CONTOL | 2.25 | 900 | CLMC680 | Slaughter Crk Watershed-Sendera & Circle C Pond Rehab
642S | 100 | LF | SILT FENCE FOR EROSION CONTOL | 2.25 | 225 | CLMC680 | Slaughter Crk Watershed-Sendera & Circle C Pond Rehab
642S | 260 | LF | SILT FENCE FOR EROSION CONTOL | 2.25 | 585 | CLMC680 | Slaughter Crk Watershed-Sendera & Circle C Pond Rehab
642S | 470 | LF | SILT FENCE FOR EROSION CONTOL | 3 | 1410 | CLMC653 | East Austin Wastewater Line Improvements
642S | 750 | LF | SILT FENCE FOR EROSION CONTOL | 1.92 | 1440 | CLMC667 | Onion Creek Metro Park Development (ROCIP)
642S | 3154 | LF | SILT FENCE FOR EROSION CONTOL | 2.13 | 6718.02 | CLMC672 | Northern Walnut Creek Hike & Bike PH 1A
642S | 2606 | LF | SILT FENCE FOR EROSION CONTOL | 2.5 | 6515 | CLMC624A | Four Points Center Force Main Improvements Rebid
642S | 8040 | LF | SILT FENCE FOR EROSION CONTOL | 2.25 | 18090 | CLMC677 | Upper Boggy Creek Trail Phase 1
642S | 2925 | LF | SILT FENCE FOR EROSION CONTOL | 2.5 | 7312.5 | CLMC671 | Burleson Road Pressure Conversion Phase 1
642S | 440 | LF | SILT FENCE FOR EROSION CONTOL | 2.5 | 1100 | CLMC671 | Burleson Road Pressure Conversion Phase 1
642S | 1000 | LF | SILT FENCE FOR EROSION CONTOL | 2.5 | 2500 | CLMC690 | 2018 Waterline On-Call Services - IDIQ
647S | 5000 | LF | MULCH BERM | 9.55 | 47750 | CLMC667 | Onion Creek Metro Park Development (ROCIP)
648S | 10 | LF | Mulch Stock | 12 | 120 | CLMC671 | Burleson Road Pressure Conversion Phase 1
648S-15B | 250 | LF | Mulch Stock, 18 inch | 18 | 4500 | CLMC680 | Slaughter Crk Watershed-Sendera & Circle C Pond Rehab
648S-CC1 | 400 | LF | Mulch Stock, 18 inch | 18 | 7200 | CLMC680 | Slaughter Crk Watershed-Sendera & Circle C Pond Rehab
648S-CC2 | 100 | LF | Mulch Stock, 18 inch | 18 | 1800 | CLMC680 | Slaughter Crk Watershed-Sendera & Circle C Pond Rehab
648S-SEN | 320 | LF | Mulch Stock, 18 inch | 18 | 5760 | CLMC680 | Slaughter Crk Watershed-Sendera & Circle C Pond Rehab
700S-TM | 1 | LS | TOTAL MOBILIZATION PAYMENT | 38000 | 38000 | CLMC680 | Slaughter Crk Watershed-Sendera & Circle C Pond Rehab
700S-TM | 1 | LS | TOTAL MOBILIZATION PAYMENT | 106073.17 | 106073.17 | CLMC667 | Onion Creek Metro Park Development (ROCIP)
700S-TM | 1 | LS | TOTAL MOBILIZATION PAYMENT | 78381.21 | 78381.21 | CLMC672 | Northern Walnut Creek Hike & Bike PH 1A
700S-TM | 1 | LS | TOTAL MOBILIZATION PAYMENT | 22500 | 22500 | CLMC624A | Four Points Center Force Main Improvements Rebid
700S-TM | 1 | LS | TOTAL MOBILIZATION PAYMENT | 90000 | 90000 | CLMC677 | Upper Boggy Creek Trail Phase 1
700S-TM | 1 | LS | TOTAL MOBILIZATION PAYMENT | 90000 | 90000 | CLMC671 | Burleson Road Pressure Conversion Phase 1
700S-TM | 1 | LS | TOTAL MOBILIZATION PAYMENT | 4000 | 4000 | CLMC671 | Burleson Road Pressure Conversion Phase 1
701S-CD | 2 | EA | CHAIN LINK VEHICULAR DOUBLE SWING GATE, 8 FOOT X 15 FOOT | 748 | 1496 | CLMC672 | Northern Walnut Creek Hike & Bike PH 1A
701S-TM | 1 | LS | TOTAL MOBILIZATION PAYMENT | 75000 | 75000 | CLMC653 | East Austin Wastewater Line Improvements
702S-A | 100 | LF | REMOVING AND RELOCATING EXISTING 7FT. CHAIN LINK FENCE | 17 | 1700 | CLMC624A | Four Points Center Force Main Improvements Rebid
802S-B C.I.P. | 4 | EA | C.I.P. PROJECT SIGN | 650 | 2600 | CLMC653 | East Austin Wastewater Line Improvements
802S-B C.I.P. | 3 | EA | C.I.P. PROJECT SIGN | 400 | 1200 | CLMC677 | Upper Boggy Creek Trail Phase 1
802S-B C.I.P. | 1 | EA | C.I.P. PROJECT SIGN | 960.61 | 960.61 | CLMC667 | Onion Creek Metro Park Development (ROCIP)
802S-B C.I.P. | 2 | EA | C.I.P. PROJECT SIGN | 405 | 810 | CLMC672 | Northern Walnut Creek Hike & Bike PH 1A
802S-B C.I.P. | 3 | EA | C.I.P. PROJECT SIGN | 850 | 2550 | CLMC624A | Four Points Center Force Main Improvements Rebid
802S-B C.I.P. | 2 | EA | C.I.P. PROJECT SIGN | 1500 | 3000 | CLMC671 | Burleson Road Pressure Conversion Phase 1
802S-B C.I.P. | 1 | EA | C.I.P. PROJECT SIGN | 600 | 600 | CLMC671 | Burleson Road Pressure Conversion Phase 1
802S-B C.I.P. | 1 | EA | C.I.P. PROJECT SIGN | 600 | 600 | CLMC680 | Slaughter Crk Watershed-Sendera & Circle C Pond Rehab
802S-B C.I.P. | 1 | EA | C.I.P. PROJECT SIGN | 600 | 600 | CLMC680 | Slaughter Crk Watershed-Sendera & Circle C Pond Rehab
802S-B C.I.P. | 1 | EA | C.I.P. PROJECT SIGN | 600 | 600 | CLMC680 | Slaughter Crk Watershed-Sendera & Circle C Pond Rehab
802S-B C.I.P. | 1 | EA | C.I.P. PROJECT SIGN | 600 | 600 | CLMC680 | Slaughter Crk Watershed-Sendera & Circle C Pond Rehab
803S-CD | 21 | CD | BARRICADES, SIGNS, AND TRAFFIC HANDLING | 1500 | 31500 | CLMC671 | Burleson Road Pressure Conversion Phase 1
803S-CD | 300 | CD | BARRICADES, SIGNS, AND TRAFFIC HANDLING | 165 | 49500 | CLMC653 | East Austin Wastewater Line Improvements
803S-CD | 270 | CD | BARRICADES, SIGNS, AND TRAFFIC HANDLING | 49 | 13230 | CLMC672 | Northern Walnut Creek Hike & Bike PH 1A
803S-CD | 455 | CD | BARRICADES, SIGNS, AND TRAFFIC HANDLING | 100 | 45500 | CLMC671 | Burleson Road Pressure Conversion Phase 1
803S-CD | 60 | CD | BARRICADES, SIGNS, AND TRAFFIC HANDLING | 800 | 48000 | CLMC690 | 2018 Waterline On-Call Services - IDIQ
803-SF | 1200 | LF | Safety Fencing | 4 | 4800 | CLMC671 | Burleson Road Pressure Conversion Phase 1
803S-MO | 3 | MO | BARRICADES, SIGNS, AND TRAFFIC HANDLING | 600 | 1800 | CLMC680 | Slaughter Crk Watershed-Sendera & Circle C Pond Rehab
803S-MO | 3 | MO | BARRICADES, SIGNS, AND TRAFFIC HANDLING | 600 | 1800 | CLMC680 | Slaughter Crk Watershed-Sendera & Circle C Pond Rehab
803S-MO | 3 | MO | BARRICADES, SIGNS, AND TRAFFIC HANDLING | 600 | 1800 | CLMC680 | Slaughter Crk Watershed-Sendera & Circle C Pond Rehab
803S-MO | 3 | MO | BARRICADES, SIGNS, AND TRAFFIC HANDLING | 600 | 1800 | CLMC680 | Slaughter Crk Watershed-Sendera & Circle C Pond Rehab
803S-MO | 4 | MONTH | BARRICADES, SIGNS, AND TRAFFIC HANDLING | 9846.26 | 39385.04 | CLMC667 | Onion Creek Metro Park Development (ROCIP)
803S-MO | 9 | MO | BARRICADES, SIGNS, AND TRAFFIC HANDLING | 100 | 900 | CLMC624A | Four Points Center Force Main Improvements Rebid
803S-MO | 12 | Month | BARRICADES, SIGNS, AND TRAFFIC HANDLING | 3000 | 36000 | CLMC677 | Upper Boggy Creek Trail Phase 1
803S-SF | 1000 | LF | SAFETY FENCE | 1.7 | 1700 | CLMC680 | Slaughter Crk Watershed-Sendera & Circle C Pond Rehab
803S-SF | 750 | LF | SAFETY FENCE | 1.7 | 1275 | CLMC680 | Slaughter Crk Watershed-Sendera & Circle C Pond Rehab
803S-SF | 250 | LF | SAFETY FENCE | 1.7 | 425 | CLMC680 | Slaughter Crk Watershed-Sendera & Circle C Pond Rehab
803S-SF | 1700 | LF | SAFETY FENCE | 1.6 | 2720 | CLMC680 | Slaughter Crk Watershed-Sendera & Circle C Pond Rehab
803S-SF | 190 | LF | SAFETY FENCE | 3 | 570 | CLMC672 | Northern Walnut Creek Hike & Bike PH 1A
803S-SF | 400 | LF | SAFETY FENCE | 2 | 800 | CLMC624A | Four Points Center Force Main Improvements Rebid
803S-SF | 500 | LF | SAFETY FENCE | 5 | 2500 | CLMC690 | 2018 Waterline On-Call Services - IDIQ
824S | 32 | EA | TRAFFIC SIGNS | 650 | 20800 | CLMC575 | Waller Creek District - Sabine St. Promenade
824S | 14 | EA | TRAFFIC SIGNS | 330.21 | 4622.94 | CLMC667 | Onion Creek Metro Park Development (ROCIP)
824S | 18 | EA | TRAFFIC SIGNS | 316 | 5688 | CLMC672 | Northern Walnut Creek Hike & Bike PH 1A
824S | 39 | EA | TRAFFIC SIGNS | 360 | 14040 | CLMC677 | Upper Boggy Creek Trail Phase 1
829S-A | 560 | LF | TYPE 1 BICYCLE LANE MARKINGS, 6 INCHES IN WIDTH, WHITE IN COLOR | 12 | 6720 | CLMC575 | Waller Creek District - Sabine St. Promenade
829S-A-24 | 80 | LF | Type I Bicycle Lane Markings, 24" In width, white In color | 28 | 2240 | CLMC677 | Upper Boggy Creek Trail Phase 1
829S-A-4 | 1860 | LF | Type I Bicycle Lane Markings, 4" In width, white In color | 2.5 | 4650 | CLMC677 | Upper Boggy Creek Trail Phase 1
829S-A-4 | 1260 | LF | Type I Bicycle Lane Markings, 4" In width, yellow In color | 2.5 | 3150 | CLMC677 | Upper Boggy Creek Trail Phase 1
829S-B | 8 | EA | TYPE 1 BICYCLE LANE PREFERENTIAL (DIRECTIONAL ARROW) SYMBOLS, WHITE IN COLOR | 300 | 2400 | CLMC575 | Waller Creek District - Sabine St. Promenade
829S-C | 60 | EA | Relectorized Type I Thermoplatic Bicycle Lane (Bike Rider) Symbol, 100MILS in thickness, white in color | 600 | 36000 | CLMC658 | 2016 Bond-ATD Bolt Down Device
829S-C | 4 | EA | TYPE 1 BICYCLE LANE (BIKE RIDER) SYMBOL, WHITE IN COLOR | 450 | 1800 | CLMC575 | Waller Creek District - Sabine St. Promenade
829S-C | 21 | EA | Type I Bicycle Lane (Bike Rider) Symbol, white In color | 450 | 9450 | CLMC677 | Upper Boggy Creek Trail Phase 1
830S-SCF | 2 | EA | TRAFFIC SIGNAL CONTROLLER FOUNDATION | 2200 | 4400 | CLMC575 | Waller Creek District - Sabine St. Promenade
830S-SCF | 5 | EA | TRAFFIC SIGNAL CONTROLLER FOUNDATION | 4000 | 20000 | CLMC654 | Pedestrian Safety Improvements - Hybrid Beacon Installations-TAP GRANT
831S-3 | 36 | LF | 42-INCH DIAMETER TRAFFIC SIGNAL DRILLED SHAFT FOUNDATIONS 12-FOOT DEPTH | 375 | 13500 | CLMC575 | Waller Creek District - Sabine St. Promenade
832S-VSM-3 | 4 | EA | VEHICULAR SIGNAL INSTALLATION, 3 SECTION, COMPLETE IN PLACE | 2200 | 8800 | CLMC575 | Waller Creek District - Sabine St. Promenade
833S-PPB | 6 | EA | PEDESTRIAN PUSH-BUTTON | 2600 | 15600 | CLMC575 | Waller Creek District - Sabine St. Promenade
834S-B | 3 | EA | Traffic Signal Pull Box, Type B | 1700 | 5100 | CLMC654 | Pedestrian Safety Improvements - Hybrid Beacon Installations-TAP GRANT
834S-C | 5 | EA | TRAFFIC SIGNAL POLE BOX, TYPE C | 6000 | 30000 | CLMC575 | Waller Creek District - Sabine St. Promenade
834S-C | 5 | EA | TRAFFIC SIGNAL POLE BOX, TYPE C | 2800 | 14000 | CLMC654 | Pedestrian Safety Improvements - Hybrid Beacon Installations-TAP GRANT
835S-LT2 | 3350 | LF | INSTALLING TRAFFIC SIGNAL CONDUIT WITH CONDUIT 2 INCHES IN DIAMETER | 7 | 23450 | CLMC575 | Waller Creek District - Sabine St. Promenade
835S-LT3 | 1930 | LF | INSTALLING TRAFFIC SIGNAL CONDUIT WITH CONDUIT 3 INCHES IN DIAMETER | 8 | 15440 | CLMC575 | Waller Creek District - Sabine St. Promenade
835S-LT3 | 500 | LF | INSTALLING TRAFFIC SIGNAL CONDUIT WITH CONDUIT 3 INCHES IN DIAMETER | 75 | 37500 | CLMC654 | Pedestrian Safety Improvements - Hybrid Beacon Installations-TAP GRANT
835S-LT4 | 80 | LF | INSTALLING TRAFFIC SIGNAL CONDUIT WITH CONDUIT 4 INCHES IN DIAMETER | 12 | 960 | CLMC575 | Waller Creek District - Sabine St. Promenade
835S-LT4 | 210 | LF | INSTALLING TRAFFIC SIGNAL CONDUIT WITH CONDUIT 4 INCHES IN DIAMETER | 77 | 16170 | CLMC654 | Pedestrian Safety Improvements - Hybrid Beacon Installations-TAP GRANT
835S-LT4 | 635 | LF | INSTALLING TRAFFIC SIGNAL CONDUIT WITH CONDUIT 4 INCHES IN DIAMETER | 60 | 38100 | CLMC655 | Pedestrian Safety Improvements - Accessible Pedestrian Signals-TAP GRANT
836S-R3 | 5 | EA | Traffic Signal Risers, 3 Inch in Diameter | 1200 | 6000 | CLMC654 | Pedestrian Safety Improvements - Hybrid Beacon Installations-TAP GRANT
837S-TSLD | 70000 | LF | Traffic Signal Loop Detector | 10.65 | 745500 | CLMC686 | Loop Detector Repair IDIQ
837S-TSLD | 300 | LF | Traffic Signal Loop Detector | 90 | 27000 | CLMC671 | Burleson Road Pressure Conversion Phase 1
839S-MA25 | 1 | EA | 25-FOOT MAST ARM | 2200 | 2200 | CLMC575 | Waller Creek District - Sabine St. Promenade
839S-MA30 | 2 | EA | 30-FOOT MAST ARM | 2600 | 5200 | CLMC575 | Waller Creek District - Sabine St. Promenade
839S-MA30 | 1 | EA | 30-FOOT MAST ARM | 1430 | 1430 | CLMC654 | Pedestrian Safety Improvements - Hybrid Beacon Installations-TAP GRANT
839S-MA35 | 5 | EA | 35-foot Mast Arm | 1727 | 8635 | CLMC654 | Pedestrian Safety Improvements - Hybrid Beacon Installations-TAP GRANT
839S-MA40 | 3 | EA | 40-foot Mast Arm | 2034 | 6102 | CLMC654 | Pedestrian Safety Improvements - Hybrid Beacon Installations-TAP GRANT
839S-MAP1 | 8 | EA | TYPE 1 MAST ARM POLE | 4000 | 32000 | CLMC575 | Waller Creek District - Sabine St. Promenade
839S-SDX1 | 6 | EA | TYPE 1 SINGLE DAVIT EXTENSION | 1600 | 9600 | CLMC575 | Waller Creek District - Sabine St. Promenade
860S-A-24" | 250 | LF | PAVEMENT MARKING PAINT, 24" | 1.44 | 360 | CLMC667 | Onion Creek Metro Park Development (ROCIP)
860S-A-4" | 6215 | LF | PAVEMENT MARKING PAINT, 4 IN | 0.48 | 2983.2 | CLMC667 | Onion Creek Metro Park Development (ROCIP)
860S-C | 525 | LF | PAVEMENT MARKING PAINT (REFLECTORIZED) 4IN., (WHITE) | 4.15 | 2178.75 | CLMC624A | Four Points Center Force Main Improvements Rebid
863S-2 | 37 | EA | Reflectorized Pavement Markers (Type I-C) | 7 | 259 | CLMC671 | Burleson Road Pressure Conversion Phase 1
863S-3 | 73 | EA | Reflectorized Pavement Markers (Type II-A-A) | 7 | 511 | CLMC671 | Burleson Road Pressure Conversion Phase 1
863S-4 | 3 | EA | REFLECTORIZED PAVEMENT MARKERS (TYPE 11-B-B) | 20 | 60 | CLMC575 | Waller Creek District - Sabine St. Promenade
863S-4 | 10 | EA | Reflectorized Pavement Markers (Type II-B-B) | 7 | 70 | CLMC671 | Burleson Road Pressure Conversion Phase 1
870S-A | 855 | LF | WORK ZONE PAVEMENT MARKINGS (REMOVABLE) 4 INCHES IN WIDTH, YELLOW IN COLOR | 2.1 | 1795.5 | CLMC624A | Four Points Center Force Main Improvements Rebid
870S-A24 | 39 | LF | Work Zone Pavement Markings (Removable), 24" Width, Solid Black | 4 | 156 | CLMC671 | Burleson Road Pressure Conversion Phase 1
870S-A24 | 44 | LF | Work Zone Pavement Markings (Removable), 24" Width, Solid White | 4 | 176 | CLMC671 | Burleson Road Pressure Conversion Phase 1
870S-A4 | 2620 | LF | Work Zone Pavement Markings (Removable), 4" Width, Solid Yellow | 1 | 2620 | CLMC671 | Burleson Road Pressure Conversion Phase 1
870S-A4 | 1340 | LF | Work Zone Pavement Markings (Removable), 4" Width, Broken Yellow | 1 | 1340 | CLMC671 | Burleson Road Pressure Conversion Phase 1
870S-A4 | 4296 | LF | Work Zone Pavement Markings (Removable), 4" Width, Solid Black | 2 | 8592 | CLMC671 | Burleson Road Pressure Conversion Phase 1
870S-A4 | 220 | LF | Work Zone Pavement Markings (Removable), 4" Width, Solid White | 1 | 220 | CLMC671 | Burleson Road Pressure Conversion Phase 1
870S-A4 | 1870 | LF | Work Zone Pavement Markings (Removable), 4" Width, Broken White | 1 | 1870 | CLMC671 | Burleson Road Pressure Conversion Phase 1
870S-B | 900 | LF | WORK ZONE PAVEMENT MARKINGS (REMOVABLE) 6 INCHES IN WIDTH, BLACK IN COLOR | 3 | 2700 | CLMC624A | Four Points Center Force Main Improvements Rebid
871-A4Y | 650 | LF | REFLECTORIZED TYPE 1 THERMOPLASTIC PAVEMENT MARKINGS 4 INCHES IN WIDITH, 90 MILS IN THICKNESS YELLOW IN COLOR | 4 | 2600 | CLMC575 | Waller Creek District - Sabine St. Promenade
871S-A | 944 | LF | Reflectorized Type I Thermoplastic Pavement Markings, 24 inches in width, 90 mils in thickness, white in color | 15 | 14160 | CLMC654 | Pedestrian Safety Improvements - Hybrid Beacon Installations-TAP GRANT
871S-A | 5472 | LF | Reflectorized Type I Thermoplastic Pavement Markings, 24 inches in width, 90 mils in thickness, white in color | 10 | 54720 | CLMC655 | Pedestrian Safety Improvements - Accessible Pedestrian Signals-TAP GRANT
871S-A | 1157 | LF | REFLECTORIZED TYPE I THERMOPLASTIC PAVEMENT MARKINGS 4 INCHES IN WIDTH, 100 MILS IN THICKNESS YELLOW IN COLOR | 2.13 | 2464.41 | CLMC672 | Northern Walnut Creek Hike & Bike PH 1A
871S-A | 20 | LF | REFLECTORIZED TYPE I THERMOPLASTIC PAVEMENT MARKINGS 6 INCHES IN WIDTH, 150 MILS IN THICKNESS WHITE IN COLOR | 3.45 | 69 | CLMC672 | Northern Walnut Creek Hike & Bike PH 1A
871S-A12 | 87 | LF | Reflectorized Type I Thermoplastic Pavement Markings, 12" width, 100 mils in Thickness, Broken White in Color | 3 | 261 | CLMC671 | Burleson Road Pressure Conversion Phase 1
871S-A24 | 33 | LF | Reflectorized Type I Thermoplastic Pavement Markings, 24" width, 100 mils in Thickness, Solid White in Color | 30 | 990 | CLMC671 | Burleson Road Pressure Conversion Phase 1
871S-A24S | 450 | LF | REFLECTORIZED TYPE 1 THERMOPLASTIC PAVEMENT MARKINGS 24 INCHES IN WIDITH, 100 MILS IN THICKNESS WHITE IN COLOR | 15 | 6750 | CLMC575 | Waller Creek District - Sabine St. Promenade
871S-A4 | 385 | LF | Reflectorized Type I Thermoplastic Pavement Markings, 4" width, 100 mils in Thickness, Broken White in Color | 1 | 385 | CLMC671 | Burleson Road Pressure Conversion Phase 1
871S-A4 | 1150 | LF | Reflectorized Type I Thermoplastic Pavement Markings, 4" width, 100 mils in Thickness, Broken Yellow in Color | 1 | 1150 | CLMC671 | Burleson Road Pressure Conversion Phase 1
871S-A4 | 5138 | LF | Reflectorized Type I Thermoplastic Pavement Markings, 4" width, 100 mils in Thickness, Solid Yellow in Color | 1 | 5138 | CLMC671 | Burleson Road Pressure Conversion Phase 1
871S-A-4 | 1350 | LF | Reflectorized Type I Thermoplastic Pavement Markings, 4" in width, 100 MILS in thickness, white in color | 24 | 32400 | CLMC658 | 2016 Bond-ATD Bolt Down Device
871S-A4W | 120 | LF | REFLECTORIZED TYPE 1 THERMOPLASTIC PAVEMENT MARKINGS 4 INCHES IN WIDITH, 90 MILS IN THICKNESS WHITE IN COLOR | 4 | 480 | CLMC575 | Waller Creek District - Sabine St. Promenade
871S-A-4Y | 1530 | LF | Reflectorized Type 1 Thermoplastic Pavement Markings, 4" In Width, 100 Mils In Thickness, Yellow In Color | 2.5 | 3825 | CLMC677 | Upper Boggy Creek Trail Phase 1
871S-A6 | 120 | LF | Reflectorized Type I Thermoplastic Pavement Markings, 6" width, 100 mils in Thickness, Broken White in Color | 2 | 240 | CLMC671 | Burleson Road Pressure Conversion Phase 1
871S-A6W | 640 | LF | REFLECTORIZED TYPE 1 THERMOPLASTIC PAVEMENT MARKINGS 6 INCHES IN WIDITH, 90 MILS IN THICKNESS WHITE IN COLOR | 8 | 5120 | CLMC575 | Waller Creek District - Sabine St. Promenade
871S-A8 | 155 | LF | Reflectorized Type I Thermoplastic Pavement Markings, 8" width, 90 mils in Thickness, Solid White in Color | 3 | 465 | CLMC671 | Burleson Road Pressure Conversion Phase 1
871S-A-8 | 960 | LF | Reflectorized Type I Thermoplastic Pavement Markings, 8" in width, 100 MILS in thickness, white in color | 44 | 42240 | CLMC658 | 2016 Bond-ATD Bolt Down Device
871S-AR24 | 63 | LF | Replace Reflectorized Type I Thermoplastic Pavement Markings, 24" width, 90 mils in Thickness, Solid White in Color | 30 | 1890 | CLMC671 | Burleson Road Pressure Conversion Phase 1
871S-B | 2 | EA | Reflectorized Type I Thermoplastic Pavement Symbols (Arrow), 90 mils in Thickness, White in Color | 300 | 600 | CLMC671 | Burleson Road Pressure Conversion Phase 1
871S-D | 6 | EA | Reflectorized Type I Thermoplastic Pavement Markings, Symbols Arrow, 100 mils in Thickness, White in Color | 300 | 1800 | CLMC671 | Burleson Road Pressure Conversion Phase 1
871S-E | 335 | LF | REFLECTORIZED TYPE II PAINT PAVEMENT MARKINGS 4 INCHES IN WIDTH, WHITE IN COLOR | 6 | 2010 | CLMC653 | East Austin Wastewater Line Improvements
871S-E | 600 | LF | RELECTORIZED TYPE II PAINT PAVEMENT MARKINGS 4 INCHES IN WIDTH, YELLOW IN COLOR | 6 | 3600 | CLMC653 | East Austin Wastewater Line Improvements
874S-A | 4104 | LF | Eliminating Existing Pavement Markings, 12 inches in width | 6 | 24624 | CLMC655 | Pedestrian Safety Improvements - Accessible Pedestrian Signals-TAP GRANT
874S-A | 1223 | LF | Eliminating Existing Pavement Markings, 24 inches in width | 8 | 9784 | CLMC655 | Pedestrian Safety Improvements - Accessible Pedestrian Signals-TAP GRANT
874S-A | 100 | LF | Eliminating Existing Pavement Markings, 4 inches in width | 4 | 400 | CLMC655 | Pedestrian Safety Improvements - Accessible Pedestrian Signals-TAP GRANT
874S-E | 6 | EA | Eliminating Existing Reflectorized Thermoplastic Pavement Markings, Arrow | 350 | 2100 | CLMC671 | Burleson Road Pressure Conversion Phase 1
875S-A | 6465 | LF | PAVEMENT SURFACE PREPARATION FOR EXISTING PAVEMENT SURFACE 4" AND 24" IN WIDTH, FOR ASPHALT | 0.3 | 1939.5 | CLMC667 | Onion Creek Metro Park Development (ROCIP)
875S-A12 | 87 | LF | Pavement Surface Preparation for Existing Pavement Surface 12" width, for Asphalt Surface Type | 2 | 174 | CLMC671 | Burleson Road Pressure Conversion Phase 1
875S-A24 | 33 | LF | Pavement Surface Preparation for Existing Pavement Surface 24" width, for Asphalt Surfaces | 3 | 99 | CLMC671 | Burleson Road Pressure Conversion Phase 1
875S-A4 | 8043 | LF | Pavement Surface Preparation for Existing Pavement Surface 4" width, for Asphalt Surface Type | 1 | 8043 | CLMC671 | Burleson Road Pressure Conversion Phase 1
SP610S-T | 21 | EA | TREE ROOT ZONE TREATMENT PER ECM APPENDIX P-6 | 800 | 16800 | CLMC575 | Waller Creek District - Sabine St. Promenade
SP834S-E1 | 9 | EA | 17"X30" HAND HOLE | 1500 | 13500 | CLMC575 | Waller Creek District - Sabine St. Promenade

## Sheet2 (hidden)
Solicitation # | Solicitation Name | Type | Bid Certification
CLMC653 | East Austin Wastewater Line Improvements | Construction | 2017-10-31
CLMC654 | Pedestrian Safety Improv-Hybrid Beacon Installations-TAP Grant | Construction | 2017-12-04
CLMC655 | Pedestrian Safety Improvements - Accessible Pedestrian Signals-TAP Grant | Construction | 2017-12-05
CLMC658 | 2016 Bond - ATD bolt down Device IDIQ | Construction | 2017-11-01
CLMC660 | Ullrich WTP Administration & Centrifuge SCADA Asset Replacement | Construction | 2017-10-12
CLMC667 | Onion Creek Metro Park Development (ROCIP) | Construction | 2017-10-19
CLMC672 | Northern Walnut Creek Hike & Bike Trail PH 1A | Construction | 2017-11-02
CLMC624A | Four Points Center Force Main Improvements Rebid | Construction | 2017-11-15
CLMC678 | Domain Chiller #11 Supply and Install | Construction | 2017-12-18
CLMC680 | Slaughter Creek Watershed - Sendera and Circle C Pond Rehabilitation | Construction | 2017-12-07
CLMC677 | Upper Boggy Creek Trail Phase 1 | Construction | 2017-10-12
CLMC676 | In Situ Wastewater Pipeline Renewal Group B | Construction | 2017-10-18
CLMC671 | Burleson Road Pressure Conversion Phase 1 (ROCIP) | Construction | 2017-11-15
CLMC690 | 2018 Waterline On-Call Services IDIQ | Construction | 2017-12-29